## Area Calculations
PROJECT AREA CALCULATIONS
Atlantic Fields Club Core / Dock Bar / Spa Pods / Water Features
| Hobe Sound |  |  | Gross (sf) | 88672
|  |  |  | AC (sf) | 72629
|  |  |  | Leasable (sf) | 0
|  |  |  | Site (acres) | 1
Parking Spaces
No. of Units:
Build Duration (months)
I. | Floors | AC SF | Gross SF | LSF
LEVEL 00
| DINING - LOWER LEVEL | 7078 | 7078
| DINING - LOWER LEVEL - COVERED PATIO |  | 511
| DINING - LOWER LEVEL - COVERED SERVICE |  | 1078
| FITNESS - LOWER LEVEL | 4746 | 4746
| POOL EQUIPMENT 01 |  | 889
| POOL EQUIPMENT 02 |  | 1413
| POOL EQUIPMENT 03 |  | 562
| POOL EQUIPMENT 04 |  | 1521
| WELLNESS - LOWER LEVEL | 12861 | 12861
LEVEL 01
| DINING - LEVEL 01 | 10905 | 10905
| DINING - LEVEL 01 -COVERED PATIO |  | 3621
| FITNESS - LEVEL 01 | 7857 | 7857
| FITNESS - LEVEL 01 - COVERED PATIO |  | 2615
| WELLNESS - LEVEL 01 | 14954 | 14954
| WELLNESS - LEVEL 01 - COVERED PATIO |  | 1522
LEVEL 02
| DINING - LEVEL 02 | 3386 | 3386
| DINING - LEVEL 02 - COVERED PATIO |  | 2032
| WELLNESS - LEVEL 02 | 8314 | 8314
| WELLNESS - LEVEL 02 - COVERED PATIO |  | 279
| DoCK BAR | 2528 | 2528
| TOTAL | 72629 | 88672 | 0
II. |  | Site SF | Site(acres)
| TOTAL | 0 | 0
IV. | SITE AREAS |  |  | $ /UNIT | %
| Site Perimeter |  |  | LF
Walk Gates
Drive Gates
Tire Grates / Truck Wash
III. | SITE AREAS |  |  | $ /UNIT | %
Sidewalks
Drives
Asphalt Parking
Fill CY
III. | Barking Spaces |  | QTY. |  | %
#DIV/0!
#DIV/0!
| TOTAL Units |  | 0 |  | #DIV/0!

## Word C&A
Note 4 - S-121 - W8x10 centered under all CMU
Pool - standard tile, std glass tile - std coping
Finishes
1 | We have included 5/8" stucco with sand/float finish and bonding agent only at the wellness exterior site wall. All stucco accessories are included as PVC.
2 | We have included 5/8" scratch coat under stone cladding as specified in A0.32 . The material is assumed to be compatible with the specified mortar bed for the stone cladding
3 | We include UR-1 (Dur-a-Flex., style: quartz blends, color: hybr-flex EQ) at the tunnels connecting Dining, Fitness and Wellnes ground levels
4 | We included concrete sealer SC-1 at BOH stair treads
5 | We have exlcuded all finishes for D-107 Rhoze area as not shown in plans
6 | We have included 3/4" plywood subfloor and Proflex SIM-90 sound membrane for all wood floors
7 | We have included BOH ceilings as exposed non painted ceilings.
8 | We have included high performance painting all decorative C channel fascia
9 | We have included painting all exposed steel at occupied spaces
10 | We have included painting exposed pipes at Golf Cart Barn
11 | We have included Schluter waterproofing at all showers and Laticrete Hydroban waterproofing at Steam Rooms and Hammam room
Framing and Drywall
1 | We include G60 metal framing as specified. See VA log for deduct
2 | We include 5/8" CDX fire treated plywood under all ceilings to receive wood cladding
3 | We include 5/8" CDX plywood backing behind all walls to receive wood cladding
4 | We have included level 5 finish for all front of house areas and level 4 finish for all BOH areas
5 | We have included 2" rigid insulation for exterior block walls as specified. See VA log for VR Plus Fi Foil option
6 | We have included R-11 Fiberglass Batt Insulation at interior walls and partitions
7 | We have included 2" rigid insulation at unconditioned space below conditioned space. Areas to be included are W-001 Cart Barn and D-000A Service Area. See VA log
8 | We have included 3 5/8" 18 Gga metal studs with 5/8" CDX plywood for all exterior ceilings and soffits
9 | We have included 3 5/8" 18 Gga metal studs with 5/8" densglass for all exterior framed parapets to receive metal plates

## RFI
Atlantic Fields Club Core
Hobe Sound
Master RFI Log - Pending
2026-05-04
No. | Subject | Reference | Question | Date Created | Answer | Date Answered
1 | Bid Bond | DOCUMENT 001116 - INVITATION TO BID 1.3 BID SECURITY | Please confirm that a bid bond will be required to be submitted with our bid proposal. | 2025-01-13 | No bid bond to be required. | 2025-01-31
2 | Liquidated damages | DOCUMENT 001116 - INVITATION TO BID 1.5 TIME OF COMPLETION AND LIQUIDATED DAMAGES | This section states that the Work is subject to liquidated damages. Please confirm and if stipulated, provide amounts for damages and how they are to be applied. | 2025-01-13 | liquidated damages will be negotiated with the selected contractor. | 2025-01-31
3 | AIA Document A701 | DOCUMENT 002113 - INSTRUCTIONS TO BIDDERS 1.2 SUMMARY: | This section refers to an attached sample AIA Document A701 for reference. Please provide a copy of AIA Document A701. | 2025-01-13
6 | Existing site conditions | DOCUMENT 003119 - EXISTING CONDITION INFORMATION 1.1 EXISTING CONDITION INFORMATION | Paragraph B. of this section references a site survey of existing conditions. Please provide a copy of the site survey. Please confirm that this survey is representative of the site conditions that will exist when the general contractor is to start work on site. | 2025-01-13 | The rough grading is still in progress, so there is no site survey available at this time. However, a survey will be provided Owner will provide a building pad including geotechnical certification to elevation 42 NAVD. A topo survey of all buildings is still being developed but will be provided to the awarded General Contractor during the execution of the construction contract. | 2025-01-31
4 | Geotechnical investigation report. | DOCUMENT 003132 - GEOTECHNICAL DATA 1.1 GEOTECHNICAL DATA | Please provide a copy of the referenced geotechnical investigation report. | 2025-01-13 | The rough grading is still in progress, so the Geotech report provided is preliminary at this time. However, a final report will be provided prior to mobilization to the site. | 2025-01-31
5 | Additional borings | DOCUMENT 003132 - GEOTECHNICAL DATA 1.1 GEOTECHNICAL DATA | Paragraph C.2. states: Any party using information described in the geotechnical report shall make additional test borings and conduct other exploratory operations that may be required to determine the character of subsurface materials that may be encountered. Are we to include the costs for additional test borings and other exploratory operations in our bid proposal? Are we to allow time in our proposed schedule for this work? | 2025-01-13 | No. Owner will assume all costs for geotechnical reports and borings. | 2025-01-31
6 | Allowances | DOCUMENT 004321 - ALLOWANCE FORM | Paragraph 1.2 B. references Section 012100 "Allowances." Sections 012100 was not provided. Please provide a copy of Section 012100 "Allowances." | 2025-01-13 | Only one allowance has been determined at this time. $350,000 for Dining roof retractable awning. Otherwise, bid should be based on the documents provided. Final version of allowances will be added to Section 012100 document during Contract negotiations. | 2025-01-31
7 | Form of Agreement | DOCUMENT 006000 - PROJECT FORMS 1.1 FORM OF AGREEMENT AND GENERAL CONDITIONS | This section states that the contract for the Project is to be AIA Document A102, "Standard Form of Agreement between Owner and Contractor, Cost Plus Fee, Guaranteed Maximum Price." The Request for Proposal dated 12/23 references a Stipulate Sum contract. Please confirm the form of contract that will be used for the Project. | 2025-01-13 | The contract will be Cost Plus Fee, Guaranteed Maximum Price. Refer to sample copy of AIA A102. | 2025-01-31
8 | Special and Supplementary Conditions | SECTION 010000 - GENERAL REQUIREMENTS | Section 1.1 A. references Special and Supplementary Conditions. Please provide a copy of the Special and Supplementary Conditions. | 2025-01-13 | There are no special and supplementary conditions at this time. | 2025-01-31
9 | Kitchen Equipment | SECTION 011000 - SUMMARY | Section 1.7 B. states that the kitchen equipment installation will be under a separate contract with the owner. Sections 1.8 A. and B. indicate that the owner's contract for the kitchen equipment will be assigned to the Contractor. Please confirm that this contract will be assigned to the Contractor and if so, please provided a copy of the contract. Are we to include the value of this contract in our bid proposal? | 2025-01-13 | Section 1.8.B-a is incorrect and will be removed from the specifications. | 2025-01-31
10 | Owner Furnished Products | SECTION 011000 - SUMMARY Section 1.9 OWNER-FURNISHED PRODUCTS | Please confirm that the items listed in this section will be furnished and installed by the owner. See #8 above regarding the kitchen equipment. | 2025-01-13 | Section 1.9 contains owner furnished, contractor installed list of items. | 2025-01-31
11 | Owner Furnished Products | SECTION 011000 - SUMMARY Section 1.9 OWNER-FURNISHED PRODUCTS | Assuming that the items in this section are to be furnished and installed by the owner, please confirm that the owner will furnish and install all Division 27 and Division 28 "Low Voltage" scopes of work. | 2025-01-13 | Section 1.9 contains owner furnished, contractor installed list of items. Refer to KCL LV drawings for schedule of OFCI vs. | 2025-01-31
12 | Early turn over of areas of the project | SECTION 011000 - SUMMARY Section 1.11 COORDINATION WITH OCCUPANTS | This section indicates that the Contractor will be required to turn over areas of the project prior to overall completion of the project and that these areas are to receive a Certificate of Occupancy. Please provide a list of these areas and a schedule indicating when these area are required to be turned over. | 2025-01-13 | Main kitchen at Dining Level 01 to receive Temporary Certificate of Occupancy 30 days prior to scheduled construction completion. | 2025-01-31
13 | Alternates | SECTION 012300 - ALTERNATES | Section 3.1 references a SCHEDULE OF ALTERNATES. Please provide a copy of the SCHEDULE OF ALTERNATES. | 2025-01-13 | There are no additional alternates at this time. | 2025-01-31
14 | Site Access Prior to Bid Due Date |  | Please provide instructions for site access prior to the bid due date. | 2025-01-13 | The project site requires security access. Access will be granted on a reserved. Please contact Director of Architecture Peter Oliver to schedule any site visits. | 2025-01-31
15 | Site Conditions at Construction Commencement |  | Please clarify the anticipated site conditions at the commencement of construction, specifically regarding grading and utility installations. What grading will be competed? What utilities will be in place and up to what connection point? | 2025-01-13 | Rough grading will be completed to a pad elevation, provided by the Owner, of 42’-0” and utilities will be provided, by Owner, to within 20 feet of the building envelopes. Contractor shall be responsible for site work within the proposed area including parking installation. | 2025-01-31
16 | Utility Points of Connection |  | Regarding the new utilities shown on the civil drawings to be installed by the Contractor, please provide the location of connection points to utilities being brought to the site by others. This includes, but is not limited to, storm drainage, sewer, water, fiber optic, and electrical connections. | 2025-01-13 | Owner is providing a pad ready site at all building locations. Owner will provide utilities (water, fireline, sanitary sewer, storm drainage) at 20’ outside of the building footprint. | 2025-01-31
17 | Interior Windows | Window Elevation Notes | Window Elevation Notes state that all interior window frame systems are to be Haworth Enclosed Frameless Glass Systems. Please provide a specification for the Haworth Glass system. | 2025-01-13 | All Interior window systems are to be Haworth single frame glass fronts systems. Haworth product "4SPACE will be highlighted with specific spec and locations on the revised Window schedule in next submittal | 2025-01-31
18 | Door Hardware | Specifications | Two separate Door Hardware Specifications 087100 have been provided. One was included with the architectural plans for the Club Core. The other was included with the overall group of specifications provided most recently. Please confirm which Specification 087100 we should use. | 2025-01-13 | Current door Hardware schedule has been revised and updated based on corresponding hardware types to specific doors. | 2025-01-31
19 | Dock Bar bar interior floor finish |  | Please provided a specification for the Dock Bar bar interior floor finish. | 2025-01-13 | Interior Floor Finish will be Ipe. Please refer to A0.60. | 2025-01-31
20 | Intumescent Fire Coating | A4.13 | Please provide a specification for the Intumescent Fire Coating called for on the Cart Barn structural steel.. | 2025-01-13 | Exposed steel columns at Cart Barn intumescent fire coating is specified to be Isolatek CAFCO Spray film or equal. | 2025-01-31
21 | Fire Proofing | 1/A4.01 | Detail 1/A4.01 appears to show fire proofing on some of the steel members. Please confirm if this is required and if so, please provide a specification. | 2025-01-13 | See revised drawing A4.01 for updated information. Drawing 1/4.01 illustrates a close cell foam insultation (not fireproofing) to underside slab of interior space over an external space for thermal bridging. | 2025-01-31
22 | Dock construction | Dock Bar - A8.01 | The details on Drawing A8.01 for the Dock Bar show 2x framing members for the framing of the pier portion of the dock platform. These details refer to the structural drawings. The structural drawings do not include any information regarding this farming. Please provide structural details for the dock (pier) platform framing. | 2025-01-16 | Below FF Structural platform slab, piers and beams will all be provided by Ownership prior to Club Core Construction. All sub-flooring elements, columns, walls and roofing will all be coordinated as part of the Club Core scope of work. | 2025-01-31
23 | Existing site conditions | DOCUMENT 003119 - EXISTING CONDITION INFORMATION 1.1 EXISTING CONDITION INFORMATION | Paragraph C. 2. of this section references Document 003126 "Existing Hazardous Material Information". Please provide a copy of any hazardous materials reports. | 2025-01-16 | No Hazardous Materials are present. | 2025-01-31
24 | Storm Drainage Pipe Material | Civil Sheet 24 | Martin County Public Works - Standard Detail R-70 on Civil Sheet 24 states "ALL PIPE LOCATED UNDER ROADWAYS AND/OR RESIDENTIAL PARKING AREAS SHALL BE REINFORCED CONCRETE PIPE (RCP)." Please clarify storm drainage pipe material specification for installations in green areas or otherwise not governed by this detail. | 2025-01-16 | Pursuant to the Discovery PUD agreement, ADS may be used in lieu of RCP under all pavement areas. | 2025-01-31
25 | Civil Permit Responsibility | Civil sheet 23 | General Construction Note #6 on Civil sheet 23 states "CONTRACTOR SHALL OBTAIN ALL REQUIRED PERMITS / LICENSES PRIOR TO COMMENCING WORK." Please clarify which permits the Contractor shall be responsible for obtaining. | 2025-01-16 | Contractor shall be responsible for the building permit. All other permits shall be owners supplied. | 2025-01-31
26 | Spa Pod Water Supply |  | The civil plans do not show a source for the domestic water for Spa Pod buildings. Please clarify. Please provide a plumbing site plan if available. | 2025-01-16 | Civil plans are currently being updated per comments from Martin County. Updated plans will be provided by February 14, 2025. Contractor should assume services will be provided to within 20 feet of all buildings. | 2025-01-31
27 | Fiber optic site conduits | Telecom drawings TT3.02, TT3.02 | Will the general contractor's electrical subcontractor be responsible for the telecom site conduits shown on the Telecon drawings? | 2025-01-16 | Yes, the general contractor's electrical subcontractor be responsible for the telecom site conduits shown on the Telecon drawings. | 2025-01-31
28 | Pool Technical Specifications. |  | The General Notes on pool drawing W0.001 reference a set of "Technical Specifications". Please provide a copy of the following: 13 1105 AQUATIC SPECIFICATIONS TABLE OF CONTENTS 13 1110 AQUATICS GENERAL 13 1113 BELOW-GRADE SWIMMING POOLS (CONCRETE) 13 1114 BELOW-GRADE SWIMMING POOLS (SST/LINER-BASED BASINS) 13 1125 POOL BONDING AND GROUNDING 13 1126 POOL ELECTRICAL 13 1133 ELEVATED SWIMMING POOLS (CONCRETE) 13 1134 ELEVATED SWIMMING POOLS (SST/ LINER-BASED BASINS) 13 1146 SWIMMING POOL ACCESSORIES 22 5100 SWIMMING POOL PLUMBING SYSTEMS | 2025-01-16 | Specifications were provided with the doucuments included with the 02/19/25 RFI responses. | 2025-02-19
29 | Retractable Awning Canopy | A6.30 | Drawing A6.30 shows a retractable awning canopy in the roof adjacent to the Sky Bar. No information has been provided for this canopy. Should we include an allowance for this? | 2025-01-16 | Retractable roof system (Enfold) is still being coordinated, and design has not yet been solidified. Please include an allowance of $350,000.00 so suffice this item. | 2025-01-31
30 | Concrete Pier DCP-1 | S-101 | Concrete pier DCP-1 appears to sit on footing at 24'-10" which means pier would be taller than 24". Please confirm pier DCP-1 height | 2025-01-16 | DCP-1 extends from foundation at elevation 24'- 10" to first floor framing plan. | 2025-01-31
31 | Roofing assembly |  | The architectural plans show the roofing membrane on ridged insulation on metal deck. Some structural drawing sections show the roofing membrane on ridged insulation on concrete (assume LWIC) on metal deck. Please confirm roofing insulation requirements. | 2025-01-16 | Projects roofing conditions are distinguished between two main systems. (i) 1-1/2" Metal Decking with Insulation and roofing application above. (ii) 3" Concrete Slab over 2" Metal Decking. Depending on location (Covered Exterior Space vs. Covered Interior space) Insulation application is as follows: Layer 1 (3.5" Iso board). Layer 2 ( 1/4" Tapered 1-1/2" start point insulation board) Layer 3 (1/8" spot fastened Asphaltic cover board. Please refer to sheet A2.50-A2.54 for all application areas and conditions. | 2025-01-31
32 | PVC Roofing Specification | SECTION 07 54 19 POLYVINYL-CHLORIDE (PVC) ROOFING | Roofing specification 07 54 19 was issued with the other Division 7 specifications. Please provide direction as to where this roofing type will apply. | 2025-01-16 | Roofing specification 07 54 19 will not be part of the building envelop and should be omitted from bid. | 2025-01-31
33 | Pit Slab - Wellness | S-113 | Please provide a section thru the 14" CONC PIT SLAB at column lines U & 21 of does Section 11/S-403.1 also apply here? | 2025-01-16 | Section 11/S-403.1 is a similar section at U/21. | 2025-01-31
34 | Pit Slab - Wellness | Section 11/S-403.1 | Is the 8" CONC PIT WALL on all 3 sides? | 2025-01-16 | yes | 2025-01-31
35 | Pool Equipment Room structure | S-103 | Section 12/S-403.2 at the south equipment room wall appears to be an incorrect section. Please provide a section from north wall to south wall. | 2025-01-16 | Section is applicable at first floor framing plan. | 2025-01-31
36 | Pool Equipment Room structure | S-103 | Please confirm WB-10 running in both directions is the same thing as the 30" CONC MAT. | 2025-01-16 | WB-10 is within the 30" concrete mat and is indicated to localize stirrups specified in the concrete beam schedule. | 2025-01-31
37 | First Floor Framing Plan - Dining | S-111 | Section 1/S-301.1 appears to be an incorrect section for this location. Please provide the correct section reference. | 2025-01-16 | Section 1/S-301.1 is a full building section and is correct on plan. | 2025-01-31
38 | Landscaping | LP-200 | Column 2 of the plant list is cropped at the top of the page. Please provide a copy of the complete plant list. | 2025-01-16 | column 2 was a continuation of column 1 no plants were missing. These plans will be updated. | 2025-01-31
39 | Grease Trap | P119.30 Civil Sheet 29 | Plumbing drawing P119.30 shows a single 1500 gal grease trap. Civil Sheet 29 shows 2 1000 gal grease traps. Please advise. | 2025-01-16
40 | Millwork | Elevation 3/ID-5.01 | Reference EQ-107 and EQ-108. Are Freezer and Fridge Drawers to receive MT-103 faced panels? | 2025-01-16 | EQ-107 and EQ-108 will receive MT-103 Finish. | 2025-01-31
41 | Club BOH Ceiling | A6.10.2 | Please provide specifications for F2 ceiling type (D-015 Storage, W-001 Car Barn) | 2025-01-16 | Ceiling type F2 will not be part of the building envelop ceiling type and should be omitted from bid. | 2025-02-19
42 | Concrete Piles for dock |  | In order to determine the pile depth for the dock and dock bar piles we will need to know the lake bottom elevation and final lake water elevation relative to the elevations shown on the structural plans. | 2025-01-21 | Concrete Piles, Concrete Beams and 8" Slab are all being furnished and installed by Owner Subcontractor, and not by GC. | 2025-01-31
43 | Steel Facia at metal deck canopy | Section 17/S-403.2 | Section 17/S-403.2 incorrectly calls out the c-channel at the perimeter as a W12x20.7. Assuming that one size c-channel is to be used in all locations, what is the correct specification for the c-channel to be used at the facia of all perimeter metal deck canopy? | 2025-01-21
44 | BOH ceiling finishes | I5.48,I5.47 | There are no ceiling specifications for the BOH areas in the Club Core, Dock Bar, and Spa Dock. Please confirm if it is the design intent to have exposed, non-painted ceilings in all BOH areas. | 2025-01-21 | Yes, the design intent to have exposed, non-painted ceilings in all BOH areas. | 2025-01-31
45 | Dining structural roof framing | S-131 | See sheet S-131. There are steel beams labeled as "STEEL BEAM". Please provided sizes for these beams. | 2025-01-21
46 | Dining structural roof framing | S-131 | Please provide details for the steal framing at the roof opening for the roof pergola. Framing information surrounding opening is missing. Please advise. | 2025-01-21
47 | Fitness structural 3rd floor (roof) framing | S-132 | There are W8 STEEL BEAMS call out for the roof framing for Stair 3. Please provide W8 beam weight specification. | 2025-01-21
48 | Missing Note | S-132 | See sheet S-131. Columns at column line L are referenced to NOTE 4. Note 4 is not provided on this sheet. Please provide NOTE 4. | 2025-01-21
49 | Wellness spa rooms |  | 1) Are the spa room modules/assemblies as shown on the Design for Leisure drawings to be included in the GC scope of work? 2) If the spa room modules/assemblies are part of the GC scope of work, is the GC to source the spa room modules/assemblies from Design for Leisure or can the GC go out to other sources? | 2025-01-21
50 | Wood panel canopy | S-133 | See sheet S-133 and the wood canopy along the north elevation between column lines U & V. There steel W8X24 beams supporting the canopy. There appear to be intermediate supports between the W8X24 beams. If these are intermediate supports, please provide material spec, sizes and appropriate details. | 2025-01-21
51 | Metal on planter wall | A2.30 | Please confirm that the planter shown at the Exterior Terrace D-117 at grid line 03, is to receive metal caldding. Detail 2/A8.13 at this planter does not call out the metal cladding. | 2025-01-21 | The planter will receive metal cladding finish. | 2025-02-19
52 | Exterior site walls | Club Core 50% Hardscape plans | Very few of the site walls shown on the hardscape plans are labeled with top of wall and bottom of wall elevations. These elevations are needed to determine the stone cladding quantities. Will updated hardscape plans be forthcoming? | 2025-01-21
53 | Exterior site walls | Club Core 50% Hardscape plans | See sheet L3.04. The wall details do not provide any structural information for the footings or the walls. This information is not provided on the structural plans. Will structural details for the site retaining walls be forthcoming? | 2025-01-21
54 | Finishes |  | Are there any finish materials that will be supplied by others? If so, please provide a list or a schedule of those finish materials. | 2025-01-21 | Drapery Window treatments. Refer to the FFE project manual. | 2025-02-19
55 | Entry Bar Wall Finish | ID-5.05 | Please provide specifications for SF-102 plaster. | 2025-01-21
56 | Confirm wall type | A2.10.2 | See sheet A2.10.2. There are numerous walls labeled W7.8 which is 8" CMU. These walls are not shown on the structural drawings as CMU. Please advise. | 2025-01-22 | Refer to the updated Structural Drawings. | 2025-02-19
57 | Exterior wood at Port Cochere | A4.23 | Please provide specification and details for steel column wood infill. | 2025-01-22 | Refer to sheet A8.01. | 2025-02-19
58 | Exterior wood at Port Cochere | A4.23 | Please provide specification and details for the wood shingle system (ceiling). | 2025-01-22
59 | Exterior Soffits at Wellness | A3.04 & A3.05 | Elevations on Sheets A3.04 & A3.05 specify WD-09 at soffits. Sections 1 & 2 on Sheet A4.10 specify WD-08 at soffits. Please confirm soffits are to be WD-08, consistent with other buildings. | 2025-01-22 | Wood Soffit to be WD-08 consistently at all buildings. | 2025-02-19
60 | Aluminum Windows finish | Spec 085113 | The specification for the Aluminum Windows lists multiple finish types. Please confirm the finish type and color for the Aluminum Windows. | 2025-01-22 | Window color to be “High Performance White.” | 2025-02-19
61 | Folding Glass Storefronts finish | Spec 084333 | The specification for the Aluminum Windows lists multiple finish types in Sections 3.H. and 3. I. Please confirm the finish color (3.H.) and finish (3.I.) for the Folding Glass Storefronts. | 2025-01-22 | There are no longer any folding glass storefronts in the scope of work. Section 08 4333 will be deleted from the Specs. | 2025-02-19
62 | Architectural Material Schedule | A0.60 | See Material Schedule. MT-01 calls for a "High Performance Finish". Please provide a specification for this finish. | 2025-01-22
63 | Architectural Material Schedule | A0.60 | See Material Schedule. MT-04 calls for a Dark Bronze. Please provide the finish specification for MT-04. | 2025-01-22
64 | Planters metal cladding | A0.60 | See Material Schedule. MT-04 is called out for the planters. Some wall sections, elevations and details call for MT-01 at the planters. Please confirm which metal is to be applied at the planters. | 2025-01-22 | All planters have MT-04 finish. | 2025-02-19
65 | Steel members - architectural vs structural |  | The architectural and structural are not coordinated with regard to steel member sizes. Are we to assume that the structural drawings will govern? | 2025-01-22 | The structural drawings will govern but the General Contractor is responsible for reviewing the Architectural sheets for any misc. steel not included in structural drawings. | 2025-02-19
66 | Canopy steel connection | 17/S-401.3 | See section 17/S-401.3. | 2025-01-22
67 | Landscape - sod | LP-105 | Sheet LP-105 specifies two areas of sod with differing symbols to the west of the Dining building. Please clarify what type of sod is to be used for each. | 2025-01-22
68 | Grasspave | L3.02 | Is a second layer of hyroseed or sod required to be placed over the Grasspave2? | 2025-01-22
69 | ST-02 cladding | A0.60 Material Schedule | Regarding the ST-02 Dominical Coral Stone, is it to be honed or filled or just to have a smooth saw cut face? | 2025-01-22
70 | Liquor Storage finishes | ID-1.11, ID-7.01 | Liquor storage elevations in ID-1.11 redirect to Door details. Please provide Liquor storage interior wall finishes | 2025-01-27 | Refer to updated drawings ID-1.11 and ID-7.01 | 2025-02-19
71 | Gym wall panel | 2/ID-5.21, 3/ID-5.21 | Elevation 2/ID-5.21 specifies WC-109 shiplap for the gym wall, while Elevation 4/ID-5.21 specifies WD-109 shiplap. Please confirm if WD-109 is the intended finish for both areas. | 2025-01-27 | Confirmed. ID-5.21/D-2 should read as WD-109 shiplap. | 2025-02-19
72 | Canopy steel connection | 17/S-401.3 | See section 17/S-401.3. Regarding the "W-Section Beam" where the canopy beam attaches to the tube steel, the size has not been provided on the plans. Please provide size and confirm structural shape for this steel. | 2025-01-27
73 | Ribbon Canopy structural | 15/S-402.2 | See detail 15/S-402.2. The beam type/size for the "Cont. Beam At Edge" is not provided. Please provide beam type/size. | 2025-01-27
74 | Ribbon Canopy architectural details | 3/A4.20 | See detail 3/A4.20. 1) Please provide specification for "WD Soffit". 2) Please provide specification for "Horizontal Stl Rain Screen" | 2025-01-27 | Wd. Soffit to be T&G cypress 5 ½” select grade clear (ref: A0.60). Horizontal steel rain screen is no longer part of this scope of work. | 2025-02-19
75 | Dining Port Cochere | A4.22 | See A4.22. Details for the Dinning Port Cochere are incomplete. Please provide complete details showing structure, finishes, materials, etc. | 2025-01-27 | Refer to updated sheet A4.22. | 2025-02-19
76 | Emergency Generator | E101.00, E181.10 | See E101.00 and E181.10. An emergency Generator and 2 ATS are shown. No specifications for the generator and ATS have been provided. Please provide generator and ATS specifications. | 2025-01-27
77 | Exterior stone clad walls | Wall Type W4.8 - A0.32 | See wall type W4.8 on drawing A0.32. This detail calls for a 3/4" direct bond plaster behind the stone. This is addition to the waterproofing, 5/8" scratch coat and 5/8" mud set. All of the double sided stone walls are exterior walls. Is the 3/4" direct bond plaster an actual requirement for this wall type. Please confirm. | 2025-01-27 | Refer to sheet A0.32 for updated wall type schedule. | 2025-02-19
78 | Ceiling finishes FOH |  | Interior design drawings indicate painted ceilings for many FOH areas. Please clarify if these ceilings are C1 (painted plaster ceiling) or C3 (gypsum board ceiling) | 2025-01-27 | Refer to sheets A6.10 thru A6.32 for Reflected Ceiling Plans that document locations of ceiling finishes. | 2025-02-19
79 | Temporary Fence |  | Please confirm the requirements for temporary fencing of the site. | 2025-01-27
80 | Landscape & Irrigation |  | Please confirm that the landscape and irrigation scope of work will be provided and installed by others. | 2025-01-27 | Landscape material shall be supplied by owner; installation and irrigation will be the responsibility of the contractor. | 2025-02-19
81 | Civil Scope of Work - utilities | Civil plan Sheets 25 thru 31 | Please confirm that all site water and sanitary utilities will be provided and installed by others up to within 5' of the Club Core structures at the locations shown on the plumbing drawings where utilities are shown to enter the structures. | 2025-01-27 | Owner will provide utilities to within 5’-0” of the building envelopes. Contractor shall be responsible for site work within the proposed area including parking installation. | 2025-02-19
82 | Civil Scope of Work - storm water | Civil plan Sheets 10 thru 16 | Please confirm that all storm water piping will be provided and installed by others up to within 5' of the Club Core structures at the locations shown on the plumbing drawings where utilities are shown to enter the structures. Currently only the Wellness building shows any storm water piping exiting the building. | 2025-01-27 | Owner will provide necessary storm water piping to within 5’-0” of the building envelopes. Contractor shall be responsible for site work within the proposed area including parking installation. | 2025-02-19
83 | Civil Scope of Work - grading | Civil plans | 1) Please confirm the grading scope of work that the owner's sitework contractor in accordance with the civil plans. 2) Please confirm the overall site grade elevations that will be representative of the site condition when it is turned over to the GC for construction. | 2025-01-27 | A: 1) Contractor will be responsible for finish grading. 2) Rough grading will be completed to a pad elevation, provided by the Owner, of 42’-0”. | 2025-02-19
84 | Spa Pod Sanitary | Civil plan Sheet 29 | Please confirm what portion of the sanitary work shown on Civil plan Sheet 29 will be performed by others. | 2025-01-27
85 | Dock Bar | Civil plan Sheet 26 | Please confirm the location of the GC point of connection to the Dock Bar sanitary force main being installed by others. | 2025-01-27
86 | Hardscape | Hardscape plans Sheets L1.00 thru L1.04 | Please provide a marked up plan or plans that indicate the site wall, retaining wall, paver, concrete paving, crushed stone path, Grasspave and any other hardscape scope of work that will be provided and installed by others. | 2025-01-27
87 | Dining storm water piping at Level 00 | P104.10 | There is no storm water piping shown on P104.10. The Dining building storm water piping is not continued from above. Please advise. | 2025-01-27 | Storm piping is under development and will be provided in updated Plumbing Drawings on 2/28.. Reference Gravity piping sheets | 2025-02-19
88 | Fitness roof drains and storm water piping | P112.22 thru P115.22 | There are no roof drains shown for the Fitness building roof. There is no storm water piping shown on any level. Please Advise. | 2025-01-27 | Storm piping is under development and will be provided in updated Plumbing Drawings on 2/28. Reference Gravity piping sheets | 2025-02-19
89 | Ribbon Canopy gutter | A2.45, 3/A4.20 | See sheet A2.45. Roof Key Notes #18 and call out on Roof Plan call for a Gutter. Detail 3/A4.20 does not show a gutter. Please advise. | 2025-01-27 | STEEL GUTTERS TO BE DESIGNED AT EDGE OF ROOF. COORDINATION TO ALLOW FOR WATER SHED OFF ROOF AREA AT SPECIFIC LOCATION WILL BE SPECIFIED ON UPDATED ROOFING PLANS. | 2025-02-19
90 | Concrete add-mixture | Structural Plans | The structural plans include the following note: PROVIDE VANDEX AM-10 ADMIXTURE TO ALL EXTERIOR CONCRETE WALLS, EXPOSED CONCRETE SLABS, AND STRUCTURAL SLABS BELOW GRADE. The architectural drawings call for a waterproofing system on all footings, below grade walls, slab on grade, etc. Is this concrete admixture still required for these area? | 2025-01-27
91 | Soprema Roof Specification | Specification 075216-3 | See Specification 075216-3, 2.02 A. This specification states that SOPREMA is the basis of design. Are other equal roofing systems acceptable? | 2025-01-27 | SPECIFICATIONS FOR REVISIONS 7 HAVE BEEN REVISEDTO ALLOW FOR ALTERNATIVE MANUFACTURERS. | 2025-02-19
92 | Ribbon Canopy Columns | 3/A4.20 | See detail 3/A4.20. This detail is calling for a "WD COLUMN CAP". Is this a wood cladding just on the interior side of the canopy columns? Please clarify and provide specification for the wood. | 2025-01-29 | PLEASE SEE SHEET A8.00 FOR STEEL COLUMN, WOOD INSET DETAIL WOOD TO BE 3/4" WITH CLEAR COAT FINISH. | 2025-02-19
93 | Galvanized Rebar | Structural Plans | The structural plans include the following note: FOR BALCONIES, SLABS AND WALKWAYS EXPOSED TO WEATHER ALL REINFORCING STEEL SHALL BE GALVANIZED Please provide further clarification regarding where the galvanized reinforcing will be required. If possible, please provide highlighted plans or details indicating locations. | 2025-01-29
94 | Level 00 tunnel finishes. | I5.16 | See Interior Design sheet I5.16. There are finishes called out for BOH HALLWAY D-000. Are these finishes continued in the tunnels between Dining & Fitness and Fitness, & Wellness? | 2025-01-29 | Yes, these finishes continued in the tunnels between Dining & Fitness and Fitness, & Wellness. | 2025-02-19
95 | Overhead Coiling Door | A2.12 | Regarding the overhead coiling door at the exterior entrance to the Cart Barn, there is no size given and no specification has been provided. Please provide size and a specification. | 2025-01-29 | PLEASE REFER TO SHEET A0.56 FOR ALL INFORMATION REGARDING COILING DOOR. | 2025-02-19
96 | Leather stair treads | A7.02 | Please provide a specification for the leather wrap at the stair treads at the Dining Stair. | 2025-01-29
97 | BOH Lockers | I504 | ID drawing I504 shows the lockers in the staff lounge. Section 3/I9.01 appears to show these lockers as wood lockers. We have been provided with a Metal Lockers specification and a Wood Lockers specification. Please confirm which locker is to be included for the Staff Lounge lockers. | 2025-01-29 | LOCKER SYSTEM IS A LAMINATE LOCKER FROM BRADFORD W/ MANUAL LOCK. | 2025-02-19
98 | Euro Wall slider |  | Euro Wall door has a max height slider tested at 144” for HVHZ. Openings F-102.1, F-103.3, F-103.4, F-104.2 exceed 144". Please advise. | 2025-01-29
99 | Euro Wall fixed window |  | Euro Wall fixed window systems are tested up to 144" per product approvals. May windows exceed 144". Please advise. | 2025-01-29
100 | Door Frames - Club Core & Dock Bar |  | Regarding the door frame types, there is a conflict between the Architectural door schedules and details on the ID drawings. The Arch door schedule call for HM frames whereas the ID drawing details call for wood frames for the same openings. Please advise. | 2025-01-29 | PLEASE SEE REVISED DOOR SCHEDULE ARCHITECTURAL TO MATCH IDDOOR INFORMATIONON SHEET A0.50 & A0.51 | 2025-02-19
101 | Roofing Details | A2.54 | The roofing details on sheer A2.54 show a 1/8" Sopraboard over the 2 layers of insulation. All of the roofing details (except 2 and 3/A2.52) on sheets A2.50 thru A2.53 do not show the protection board. Please advise. | 2025-02-05 | 1/8" COVER BOARD SHOULD BE PRESENT AT ALL ROOFING CONDITIONS WHERE SLOPING INSULATION EXISTS. | 2025-02-19
102 | Intumescent Coating | 2/A4.13 | What is the required rating for the intumescent coating? | 2025-02-05 | The fire rating is 2-hours. | 2025-02-19
103 | Artisan Tile Spa |  | Artisan Tile T-132 is described as custom ceramic artisan tiles and no specifications are provided. Please provide a material allowance for T-132 | 2025-02-05 | A: $100 PER SQ. FT. ALLOWANCE FOR ART TILE MATERIAL ONLY. | 2025-02-19
104 | Royal Thai carpet |  | Please provide a material allowance for CP-101 Speakeasy carpet. | 2025-02-05 | ALLOWANCE $60 per sq. yd. | 2025-02-19
105 | A/V system | AUDIO VISUAL RESPONSIBILITY MATRIX | We want to make sure we are clear regarding the A/V scope of work. Specification Section 011000 / 1.9 Owner Furnished Products states that TV's/AV Equipment will be provided by Owner. The RFI response we received regarding the Low Voltage scopes of work state that we should refer to KCL LV drawings for schedule of OFCI vs. OFOI vs. CFCI items. KCL drawing TA0.00 / AUDIO VISUAL RESPONSIBILITY MATRIX states that all parts of the Audio-Visual Systems are CFCI. Please confirm what A/V equipment will or will not be provided by the owner. | 2025-02-05 | Confirmed. Contractor pricing for the audio visual systems is to comply with the RESPONSIBILITY MATRIX shown on KCL drawings TA0.00. | 2025-02-19
106 | Low Voltage | - AUDIO VISUAL RESPONSIBILITY MATRIX - SECURITY RESPONSIBILITY MATRIX - TELECOMMUNICATION RESPONSIBILITY MATRIX | Specification Section 011000 / 1.9 Owner Furnished Products includes "Low Voltage". The RESPONSIBILITY MATRIX shown on KCL drawings TA0.00, TS0.00, TT0.00 all indicate all or some equipment is to be provided by the contractor (CFCI). Please confirm that our pricing for the low voltage systems is to comply with the RESPONSIBILITY MATRIX shown on KCL drawings TA0.00, TS0.00, TT0.00. | 2025-02-05 | Confirmed. Contractor pricing for the low voltage systems is to comply with the RESPONSIBILITY MATRIX shown on KCL drawings TA0.00, TS0.00, TT0.00. | 2025-02-19
107 | Owner - Furnished Products | Specification Section 011000 / 1.9 Owner Furnished Products | Specification Section 011000 / 1.9 Owner Furnished Products includes "All furniture and accessories" and "Artwork". Per this Section the contractor is to include receiving, unloading, handling, storing, protecting, and installing these items. Please confirm that the GC is to include receiving, unloading, handling, storing, protecting, and installing all furniture, accessories and artwork. | 2025-02-05 | No. The General Contractor will not be responsible for receiving, unloading, handling, storing, protecting, and installing furniture, accessories and artwork. | 2025-02-19
108 | Stair Treads |  | Club Core: There is a discrepancy between elevation 4/ID-5.05 and the detail 3/ID-6.04 identified on the Finish Floor plan ID-3.12. Please clarify if it is WD-102 Wood treads per the elevation or Stone treads per the floor detail. | 2025-02-05 | STAIR TREADS TO BE STONE TO MATCH STONE FLOOR FINISH. | 2025-02-19
109 | WD-XXX finish |  | 12) Refer to all WD-xxx finish in the Interior Design Project Manual, portion Architectural Finishes & OFCI Index. All the wood finish has the following Special Instructions: • All materials to be resist UV color change • All material to be treated against rot, insect infestation, etc. Are these special instructions required for all the wood of the project as indicated in the Interior Design Project Manual? What is the intention with those recommendations? It is required a special attention in the plant that will imply additional cost, please comments, and clarify. | 2025-02-05
110 | Irrigation System |  | Will the landscape irrigation system be provided and installed by the owner? | 2025-02-05 | Landscape irrigation will be the responsibility of the contractor. | 2025-02-19
111 | Golf Bag Storage W-002 Ceiling |  | BOH ID drawings I 5.00 and schedule 5.47 shows no finish. A6.12 shows wood ceiliong to be Sculptform timber click-on batten wood ceiling system. Spec does not exist. Please Clarify. | 2025-02-05 | GOLF BAG STORAGE CEILING IS TO BE UNFINISHED; REFERENCE UPDATED RCP | 2025-02-19
112 | BOH Hallway W-101 Ceiling |  | A6.22 shows ACT T2. I 5.47 schedule shows no finish RFI Response says that all BOH ceiling are exposed and not painted. Please clarify | 2025-02-05 | BOH HALLWAY IS A TRANSITION SPACE TO PUBLIC SPACE; ACT-2 CEILING TILE IS REQUIRED.
113 | Ceiling Finish | WELNESS BUILDING room D-115 (this is how they called it) Steam Equipment room | A6.22 overall RCP plan for level shows drywall finish. A6.22.4 shows the “vestibule” area of the room to receive T1 finish. We have no spec for T1. I 5.24 has no finish. I 5.47 indicates “…”. Please clarify. | 2025-02-05 | ROOM NUMBER INCORECTLY TAGGED, SHOULD BE W-140; CLG TO BE UNFINISHED. | 2025-02-19
114 | Ceiling Finish | Room - W-115 Barber | A6.22 shows wood ceiling. A6.22.3 shows wood ceiling finish but is tagged C1 as painted plaster ceiling system. ID-2.15 shows drywall finish. Please clarify | 2025-02-05 | W-115 BARBER SHOP TO BE GYP. BD. Ceiling with PT-106. | 2025-02-19
115 | Floor Finish | Room - W-121 | I 5.20 shows a floor finish(wood) for W-121. W-S.01 stairs and W-121 have no finishes on drawings and is not listed on finish schedule I 5.47. Please clarify | 2025-02-05 | Room W-121 BOH HALLWAY/ SEALED CONCRETE; SC-1 | 2025-02-19
116 | Ceiling Finish | Room - W-126 Lockers | A6.22 shows drywall. 1/A4.10 shows WD-08 at recessed area. ID-2.15 shows drywall. Please clarify. | 2025-02-05 | Room W-126 LOCKERS Receive GYP Bd. w/PT-106. | 2025-02-19
117 | Ceiling Finish | Rooms W-136 & W-137 | A6.22 shows all drywall. A6.22.1 shows wood but is tagged C1 for painted plaster ceiling system. ID-2.15 shows drywall. Please clarify | 2025-02-05 | Room W-137 receives GYP. Bd. w/PT-101. | 2025-02-19
118 | Finishes | Room W-213 BOH Mech Equipment | I 5.35 shows some kind of finishing on the floor. What is the finish? Please clarify I 5.47 schedule shows “…” for ceiling. A6.31 shows drywall. Please clarify | 2025-02-05 | Room W-213 BOH SC-1 IS SEALED CONCRETE. | 2025-02-19
119 | Finishes | Room W-222 BOH and W-S.01 stairs | I 5.35 shows some kind of finish on the floor. What is the finish? Please clarify. I 5.47 schedule calls for ACT2 in W-222 and does not list W-S.01. A6.31 shows drywall. Please clarify. | 2025-02-05 | I5.35 Floor Finish is SC-1/Sealed Concrete; W-222 Ceiling Finish is ACT-2 | 2025-02-19
120 | Finishes | Rooms W-225,226,227,228 | I 5.35 shows wood flooring. I 5.47 schedule calls for UR1 for floor. Please clarify. ACT2 is shown for ceiling. A6.31 shows drywall. Please clarify. | 2025-02-05 | REFERENCE REVISED DRAWINGS; THESE ROOMS ARE TO BE UR-1- URETHANE FLOORING | 2025-02-19
121 | Ceiling Finish | SP-110 & SP-110A | A6.01 shows wood ceiling. ID-2.12 shows drywall. Please clarify. | 2025-02-05 | Rooms SP-110 & SP-110A receive GYP. BD. Ceiling w/PT-101 finish. | 2025-02-19
122 | Ceiling Finish | Treatment Pavilion Massage SP-104, SP-114A, SP-106, & SP-106A | A6.01 shows wood ceiling. ID-2.12 shows drywall. Please clarify. | 2025-02-05 | Treatment Pavilion Massage SP-104, SP-114A, SP-106, & SP-106A receive GYP. BD. Ceiling w/PT-101 finish. | 2025-02-19
123 | Ceiling Finish | Room D-007 Liquor Storage | A6.10 shows ACT. A6.10.2 tagged as T2. ID-2.11 calls for PT-101, drywall. I 5.16 says EPT-2. Please clarify. | 2025-02-05 | Room D-007 Liquor Storage receives GYP. BD. Ceiling w/PT-101 finish. | 2025-02-19
124 | Door Frames | Door Schedule A0.50 | Door Schedule A0.50, calls for wood door frames at openings W-103.1, W-105A.1, W-105B.1, W-105D.1, W-130A.1, W-130B.1, W-135.3, W-137.3 at shower. Detail 9/ID-7.03 shows stone jamb, please clarify. | 2025-02-05 | PLEASE SEE REVISED DOOR SCHEDULES. ARCHITECTURAL TO MATCH ID SPECIFICATION AND UPDATE DETAILS and HARDWARE MATERIAL. | 2025-02-19
125 | Garbage Equipment | Conditioned Garbage D-011 | Drawing I 5.15 apperas t0 show some type of equipment in D-011. What is this and is the GC repsonible for providoing and installing? | 2025-02-05 | The trash management equipment will be OFOI. | 2025-02-19
126 | Shelving | Storage D-002 | Drawing I 5.16 apperas to show shelving in D-002. What is this and is the GC repsonible for providoing and installing? | 2025-02-05 | These shelves will be Owner provided and Owner installed. | 2025-02-19
127 | Laundry Equipment |  | Will the laundry equipment be provided and insatlled by the owner? | 2025-02-05 | The Laundry equipment will be provided by the Owner and installed by the General Contractor. | 2025-02-19
128 | Ceiling Finish | Treatment Pavilion Massage SP-108 & SP-108A | A6.01 shows wood ceiling. ID-2.11 shows drywall. Please clarify. | 2025-02-07 | Treatment Pavilion Massage SP-108 & SP-108A receive GYP. BD. Ceiling w/PT-101 finish. | 2025-02-19
129 | Ceiling Finish | Single Body Treatment Pavilion SP-110 & SP-110A | A6.01 shows wood ceiling. ID-2.12 shows drywall. Please clarify. | 2025-02-07 | Single Body Treatment Pavilion SP-110 & SP-110A receive GYP. BD. Ceiling w/PT-101 finish. | 2025-02-19
130 | Ceiling Finish | Double Treatment ADA Pavilion SP-101 & SP-102 | A6.01 shows wood ceiling. ID-2.11 shows drywall. Please clarify. | 2025-02-07 | Double Treatment ADA Pavilion SP-101 & SP-102 receive GYP. BD. Ceiling w/PT-101 finish. | 2025-02-19
131 | PLAM | Comfort Station SP-111 BOH | I 5.03 schedule does not give specs for PLAM-1 & PLAM-2 indicated on all details of BOH set of drawings. Please clarify. | 2025-02-07 | Please price standard Wilsonart Laminate | 2025-02-19
132 | Door | Comfort Station SP-112 | Door schedule on A0.35 says by Interior Design for door SP-112.1. There is no door schedule in the ID and BOH ID drawings. Please clarify. | 2025-02-07 | PLEASE SEE REVISED DOOR SCHEDULES. ARCHITECTURAL TO MATCH ID SPECIFICATION AND UPDATE DETAILS/ HARDWARE AND MATERIAL. | 2025-02-19
133 | Door | Comfort Station SP-111 | Door schedule on A0.35 doesn’t provide finish/type for door SP-104.4. There is no door schedule in the ID and BOH ID drawings. Please clarify. | 2025-02-07 | PLEASE SEE REVISED DOOR SCHEDULES. ARCHITECTURAL TO MATCH ID SPECIFICATION AND UPDATE DETAILS/ HARDWARE AND MATERIAL. | 2025-02-19
134 | Vanity mirror | Comfort Station SP-112 | Is the Vanity mirror an FFE item. Drawings do not indicate who will supply and install. Please clarify. | 2025-02-07 | This mirror is to be Contractor furnished and Contractor installed. | 2025-02-19
135 | HVAC duct insulation | Specification 230710, M Sheet M002.00 | Regarding the requiremet for insulation for ductwork exposed in mechanical rooms and for ductwork exposed to weather, between Spec 230710 and M Sheet M002.00 there are 4 diferent applications called for. Please advise whch one is to be used. | 2025-02-07 | All exposed insulated ductwork exterior to building shall be insulated with 2" thick rigid Ductboard and finished with Venture Tape Venture Clad 1577CW jacketing system (R-8.0 minimum). All exposed insulated ductwork interior to the building shall be insulated with 1.5" thick rigid Ductboard with either FSK facing or Venture Tape Venture Clad 1577CW jacketing system (R-6.0 minimum). | 2025-02-19
136 | Elevator cab finish | ID-6.90 | ID-6.90 shows bronze mirror panels for part of the elevator ceiling. Please confirm if we should include WC-105 wallcovering as the finish for the remainder of the ceiling. | 2025-02-07 | Provide bronze mirror panels for the full elevator cab ceiling. | 2025-02-19
137 | Wallcovering selection | ID-5.44 | Please provide an allowance for WC-108 and WC-112 (shown as Open Item in the Project Manual) | 2025-02-07 | The designation “open item” means not in use – no need to keep allowance for open items. | 2025-02-19
138 | Glass specification | Specification 088000 | Please confirm the glass specification for both the fixed storefront and sliding doors. Insulated, laminated or both? Performance requirements? Specification 088000 lists numerious types. | 2025-02-07 | A: Glas specification to be Glazing 1 (9/16" O.A. IMPACT GLASS CONSISTING OF: • 1/4" HEAT STRENGTHENED • 0.090" SENTRYGLAS INTERLAYER BY KURARAY • 1/4" HEAT STRENGTHENED | 2025-02-19
139 | Roof drains | P106.12 | Plumbing sheet P106.12 shows a "PD-1". We assume this is a roof drain below the pedestal pavers. No specification is provided for the PD-1. Please provide a specification. | 2025-02-13
140 | Overflow roof drains | Plumbing Roof Plans | No roof overflow drains are shown on any of the plumbing roof plans. Are overflow drawings required? If so, please issue roof plans showing the overflow drain locations. | 2025-02-13
141 | Plumbing |  | The plumbing plans are not complete. Fixture callouts are missing. Fixtures are shown on architectural plans but not on plumbing plans. Storm drain piping is missing. Gas piping is not shown for all kitchen connections. Water pipe sizes are missing. Will completed plumbing plans be issue prior to bid due date? Subs are declining to bid because of missing information. | 2025-02-13
142 | Fireproofing |  | The response to our RFI regarding the specification for the intumescent fireproofing of the Cart Barn deck and beans said "exposed steel columns". Detail A4.13 only shows the deck and beams to be fireproofed. Please confirm what steel members and decking are to be fireproofed in the Cart Barn and Bag Storage. | 2025-02-13
143 | Dining wood soffits | 7/A2.53 & 2/A4.03 | Regarding Dining Level 02 exterior soffits, detail 7/A2.53 calls for WD-08, detail 2/A4.03 calls for vertical wood siding system. Please confirm wood specification for these soffit areas. | 2025-02-13
144 | Spa Pods Meditation Pavillion | A6.01 | It appears that there is no wood ceiling in the Meditation Pavilion. The 5/8 sheathing appears to be left exposed. Please confirm. | 2025-02-13
145 | WD-08 Soffit | A0.60 | Regarding the WD-08 soffit material, the Materia Schedule on architectural sheet A0.60 calls for Accoya Cypress T&G. Accoya does not produce a Cypress T&G. Please advise. | 2025-02-13
146 | Millwork | W-108 Thermal Area | 7/ID-6.62.0 Shows bottom portion of backsplash to be stone and top two portions to be solid wood. Details1,2,3/ID-6.69.6 sections show all backsplash to be stone. Please clarify | 2025-02-13
147 | Millwork | DB.100 Dock Bar & Patio | Detail 4 on ID-5.02 shows a trim and cap on the “outside” wall of the men’s restroom entry. Detail 7 on ID-5.03 shows trim cap and shiplap for the Women’s side. It should say “Exterior Wall Finish By AOR”. Please clarify. | 2025-02-13
148 | Millwork | DB.100 Dock Bar & Patio | Please provide details of millwork shown at Wall Hung TV locations ID-1.01 & ID-3.01. | 2025-02-13
149 | Door & Casing | Comfort Station Pavilion SP-112.1 | What is the finish material of door SP-112.1. A0.35 indicates by interior designer. No information on ID drawings. | 2025-02-13
150 | Finishes | Comfort Station Pavilion SP-112.1 | Does Interior elevation detail 9 on ID-5.03 complement detail 6 on ID-6.01? | 2025-02-13
151 | Shiplap | F-103 Gym | ID-5.21 details are contradicting. Details1 & 2 indicate WC-109 while, detail 4 indicates WD-109. Please clarify. | 2025-02-13
152 | Vanity Wood Spec | W-225 BOH Staff Restroom | On details7,8/I 5.44, vanity finish is indicated as PLAM-4. Specifications on I 5.45 do not give PLAM-4 spec. Please clarify. | 2025-02-13
153 | Ceiling Finish | Hallway W-201 | Ceiling is shown as wood on ID-2.16 at the exterior entrances of neuro, treatment, hammam, and IR Sauna rooms. Type of wood is not indicated. Please clarify | 2025-02-13

## Documents
Atlantic Fields Club Core / Dock Bar / Spa Pods / Water Features
Hobe Sound
List of Drawings
2026-05-04
SHEET NO. | DESCRIPTION | DATE | DATE REC'D | Add #1
CLUB CORE
PEACOCK + LEWIS
CVR | COVER SHEET | 2025-01-24 | 2025-02-20
A0.00 | SHEET INDEX | 2025-01-24 | 2025-02-20
A0.01 | SHEET INDEX | 2025-01-24 | 2025-02-20
S0.02 | GENERAL NOTES AND PROJECT INFORMATION | 2025-01-24 | 2025-02-20
A0.08 | AREA PLANS | 2025-01-24 | 2025-02-20
A0.09 | ROOM SCHEDULE | 2025-01-24 | 2025-02-20
A0.10 | LIEF SAFETY & CODE STUDY | 2025-01-24 | 2025-02-20
A0.10A | PLUMBING CALCULATIONS | 2025-01-24 | 2025-02-20
A0.11 | ADA STANDARDS | 2025-01-24 | 2025-02-20
A0.12 | ADA STANDARDS | 2025-01-24 | 2025-02-20
A0.13 | LEVEL 00 - LIFE SAFETY OVERALL | 2025-01-24 | 2025-02-20
A0.14 | LEVEL 01 - LIFE SAFETY OVERALL | 2025-01-24 | 2025-02-20
A-0.15 | LEVEL 02 - LIFE SAFETY OVERALL | 2025-01-24 | 2025-02-20
A0.16 | LEVEL 00 - LIFE SAFETY DINING | 2025-01-24 | 2025-02-20
A0.17 | LEVEL 00 - LIFE SAFETY FITNESS | 2025-01-24 | 2025-02-20
A0.18 | LEVEL 00 - LIFE SAFETY WELLNESS | 2025-01-24 | 2025-02-20
A0.19 | LEVEL 01 - LIFE SAFETY DINING | 2025-01-24 | 2025-02-20
A0.20 | LEVEL 01 - LIFE SAFETY FITNESS | 2025-01-24 | 2025-02-20
A0.21 | LEVEL 01 - LIFE SAFETY WELLNESS | 2025-01-24 | 2025-02-20
A0.22 | LEVEL 02 - LIFE SAFETY DINING | 2025-01-24 | 2025-02-20
A0.23 | LEVEL 02 - LIFE SAFETY WELLNESS | 2025-01-24 | 2025-02-20
A0.24 | LIFE SAFETY POOL DECK | 2025-01-24 | 2025-02-20
A0.30 | ASSEMBLIES - ROOFS, CEILINGS, FLOORS | 2025-01-24 | 2025-02-20
A0.31 | ASSEMBLIES - INTERIOR PARTITIONS | 2025-01-24 | 2025-02-20 | 2025-03-07
A0.32 | ASSEMBLIES - EXTERIOR PARTITIONS | 2025-01-24 | 2025-02-20 | 2025-03-07
A0.34 | PARTITION FRAMING DETAILS | 2025-01-24 | 2025-02-20 | 2025-03-07
A0.36 | EXTERIOR DOOR AND WINDOW ELEVATIONS - DINING | 2025-01-24 | 2025-02-20 | 2025-03-07
A0.37 | EXTERIOR DOOR AND WINDOW ELEVATIONS - DINING | 2025-01-24 | 2025-02-20 | 2025-03-07
A0.38 | EXTERIOR DOOR AND WINDOW ELEVATIONS - FITNESS | 2025-01-24 | 2025-02-20 | 2025-03-07
A0.39 | EXTERIOR DOOR AND WINDOW ELEVATIONS - WELLNESS | 2025-01-24 | 2025-02-20 | 2025-03-07
A0.40 | EXTERIOR DOOR AND WINDOW ELEVATIONS - WELLNESS | 2025-01-24 | 2025-02-20 | 2025-03-07
A0.50 | DOOR SCHEDULES | 2025-01-24 | 2025-02-20 | 2025-03-07
A0.51 | DOOR SCHEDULES | 2025-01-24 | 2025-02-20 | 2025-03-07
A0.52 | DOOR ELEVATIONS | 2025-01-24 | 2025-02-20 | 2025-03-07
A0.53 | EXTERIOR DOOR DETAILS | 2025-01-24 | 2025-02-20
A0.54 | INTERIOR DOOR DETAILS | 2025-01-24 | 2025-02-20 | 2025-03-07
A0.54 A | INTERIOR DOOR DETAILS |  |  | 2025-03-07
A0.54 B | INTERIOR DOOR DETAILS |  |  | 2025-03-07
A0.55 | SLIDING GLASS DOOR DETAILS | 2025-01-24 | 2025-02-20
A0.55.2 | SLIDING GLASS DOOR DETAILS | 2025-01-24 | 2025-02-20
S0.55.3 | SLIDING GLASS DOOR DETAILS | 2025-01-24 | 2025-02-20
A0.56 | OVERHEAD COILING DOOR DETAILS | 2025-01-24 | 2025-02-20
A0.57 | WINDOW + LOUVER DETAILS | 2025-01-24 | 2025-02-20
A0.58 | STOREFRONT DOOR DETAILS | 2025-01-24 | 2025-02-20
A0.60 | MATERIAL SCHEDULE | 2025-01-24 | 2025-02-20 | 2025-03-07
A1.00 | SITE PLAN - OVERALL | 2025-01-24 | 2025-02-20
A2.00 | LEVEL 00 - OVERALL FLOOR PLAN | 2025-01-24 | 2025-02-20
A2.01 | LEVEL 01 - OVERALL FLOOR PLAN | 2025-01-24 | 2025-02-20
A2.02 | LEVEL 02 - OVERALL FLOOR PLAN | 2025-01-24 | 2025-02-20
A2.03 | OVERALL ROOF PLAN | 2025-01-24 | 2025-02-20
A2.04 | LEVEL 01 - OVERALL CANOPY FLOOR PLAN | 2025-01-24 | 2025-02-20
A2.10 | LEVEL 00 - DINING OVERALL DIMENSION PLAN | 2025-01-24 | 2025-02-20
A2.10.1 | LEVEL 00 - DINING SPECIAL CONDITION FLOOR PLAN | 2025-01-24 | 2025-02-20
A2.10.2 | LEVEL 00 - DINING ENLARGED FLOOR PLAN 01 | 2025-01-24 | 2025-02-20
A2.10.3 | LEVEL 00 - DINING ENLARGED FLOOR PLAN 02 | 2025-01-24 | 2025-02-20
A2.11 | LEVEL 00 - FITNESS OVERALL DIMENSION PLAN | 2025-01-24 | 2025-02-20
A2.11.1 | LEVEL 00 - FITNESS SPECIAL CONDITION FLOOR PLAN | 2025-01-24 | 2025-02-20
A2.11.2 | LEVEL 00 - FITNESS ENLARGED FLOOR PLAN 01 | 2025-01-24 | 2025-02-20
A2.11.3 | LEVEL 00 - FITNESS ENLARGED FLOOR PLAN 02 | 2025-01-24 | 2025-02-20
A2.12 | LEVEL 00 - WELLNESS OVERALL DIMENSION PLAN | 2025-01-24 | 2025-02-20
A2.12.1 | LEVEL 00 - WELLNESS SPECIAL CONDITION FLOOR PLAN | 2025-01-24 | 2025-02-20
A2.12.2 | LEVEL 00 - WELLNESS ENLARGED FLOOR PLAN 01 | 2025-01-24 | 2025-02-20
A2.12.3 | LEVEL 00 - WELLNESS ENLARGED FLOOR PLAN 02 | 2025-01-24 | 2025-02-20
A2.12.4 | LEVEL 00 - WELLNESS ENLARGED FLOOR PLAN 03 | 2025-01-24 | 2025-02-20
A2.12.5 | LEVEL 00 - WELLNESS ENLARGED FLOOR PLAN 04 | 2025-01-24 | 2025-02-20
A2.20 | LEVEL 01 - DINING OVERALL DIMENSION PLAN | 2025-01-24 | 2025-02-20
A2.20.1 | LEVEL 01 - DINING SPECIAL CONDITION FLOOR PLAN | 2025-01-24 | 2025-02-20
A2.20.2 | LEVEL 01 - DINING ENLARGED FLOOR PLAN 01 | 2025-01-24 | 2025-02-20 | 2025-03-07
A2.20.3 | LEVEL 01 - DINING ENLARGED FLOOR PLAN 02 | 2025-01-24 | 2025-02-20
A2.20.4 | LEVEL 01 - DINING ENLARGED FLOOR PLAN 03 | 2025-01-24 | 2025-02-20
A2.20.5 | LEVEL 01 - DINING ENLARGED FLOOR PLAN 04 | 2025-01-24 | 2025-02-20
A2.20.6 | LEVEL 01 - DINING ENLARGED FLOOR PLAN 05 | 2025-01-24 | 2025-02-20
A2.20.7 | LEVEL 01 - DINING ENLARGED FLOOR PLAN 06 | 2025-01-24 | 2025-02-20
A2.21 | LEVEL 01 - FITNESS OVERALL DIMENSION PLAN | 2025-01-24 | 2025-02-20
A2.21.1 | LEVEL 01 - FITNESS SPECIAL CONDITION FLOOR PLAN | 2025-01-24 | 2025-02-20
A2.21.2 | LEVEL 01 - FITNESS ENLARGED FLOOR PLAN 01 | 2025-01-24 | 2025-02-20
A2.21.3 | LEVEL 01 - FITNESS ENLARGED FLOOR PLAN 02 | 2025-01-24 | 2025-02-20
A2.21.4 | LEVEL 01 - FITNESS ENLARGED FLOOR PLAN 03 | 2025-01-24 | 2025-02-20
A2.21.5 | LEVEL 01 - FITNESS ENLARGED FLOOR PLAN 04 | 2025-01-24 | 2025-02-20
A2.22 | LEVEL 01 - WELLNESS OVERALL DIMENSION PLAN | 2025-01-24 | 2025-02-20
A2.22.1 | LEVEL 01 - WELLNESS SPECIAL CONDITION FLOOR PLAN | 2025-01-24 | 2025-02-20
A2.22.2 | LEVEL 01 - WELLNESS ENLARGED FLOOR PLAN 01 | 2025-01-24 | 2025-02-20
A2.22.3 | LEVEL 01 - WELLNESS ENLARGED FLOOR PLAN 02 | 2025-01-24 | 2025-02-20
A2.22.4 | LEVEL 01 - WELLNESS ENLARGED FLOOR PLAN 03 | 2025-01-24 | 2025-02-20
A2.22.5 | LEVEL 01 - WELLNESS ENLARGED FLOOR PLAN 04 | 2025-01-24 | 2025-02-20
A2.30 | LEVEL 02 - DINING OVERALL DIMENSION PLAN | 2025-01-24 | 2025-02-20
A2.30.1 | LEVEL 02 - DINING SPECIAL CONDITION FLOOR PLAN | 2025-01-24 | 2025-02-20
A2.30.2 | LEVEL 02 - DINING ENLARGED FLOOR PLAN 01 | 2025-01-24 | 2025-02-20
A2.30.3 | LEVEL 02 - DINING ENLARGED FLOOR PLAN 02 | 2025-01-24 | 2025-02-20
A2.30.4 | LEVEL 02 - DINING ENLARGED FLOOR PLAN 03 | 2025-01-24 | 2025-02-20
A2.30.5 | LEVEL 02 - DINING ENLARGED FLOOR PLAN 04 | 2025-01-24 | 2025-02-20
A2.30.6 | LEVEL 02 - DINING ENLARGED FLOOR PLAN 05 | 2025-01-24 | 2025-02-20
A2.30.7 | LEVEL 02 - DINING ENLARGED FLOOR PLAN 06 | 2025-01-24 | 2025-02-20
A2.31 | LEVEL 02 - WELLNESS OVERALL DIMENSION PLAN | 2025-01-24 | 2025-02-20
A2.31.1 | LEVEL 02 - WELLNESS SPECIAL CONDITION FLOOR PLAN | 2025-01-24 | 2025-02-20
A2.31.2 | LEVEL 02 - WELLNESS ENLARGED FLOOR PLAN 01 | 2025-01-24 | 2025-02-20 | 2025-03-07
A2.31.3 | LEVEL 02 - WELLNESS ENLARGED FLOOR PLAN 02 | 2025-01-24 | 2025-02-20
A2.31.4 | LEVEL 02 - WELLNESS ENLARGED FLOOR PLAN 03 | 2025-01-24 | 2025-02-20
A2.31.5 | LEVEL 02 - WELLNESS ENLARGED FLOOR PLAN 04 | 2025-01-24 | 2025-02-20
A2.32 | POOL DECK | 2025-01-24 | 2025-02-20 | 2025-03-07
A2.40 | ROOF PLAN - DINING | 2025-01-24 | 2025-02-20 | 2025-03-07
A2.41 | ROOF PLAN - DINING | 2025-01-24 | 2025-02-20 | 2025-03-07
A2.42 | ROOF PLAN - FITNESS | 2025-01-24 | 2025-02-20 | 2025-03-07
A2.43 | ROOF PLAN - WELLNESS | 2025-01-24 | 2025-02-20 | 2025-03-07
A2.44 | ROOF PLAN - WELLNESS | 2025-01-24 | 2025-02-20 | 2025-03-07
A2.45 | ROOF PLAN - RIBBON CANOPY | 2025-01-24 | 2025-02-20 | 2025-03-07
A2.50 | ROOF DETAILS | 2025-01-24 | 2025-02-20 | 2025-03-07
A2.51 | ROOF DETAILS | 2025-01-24 | 2025-02-20 | 2025-03-07
A2.52 | ROOF DETAILS | 2025-01-24 | 2025-02-20 | 2025-03-07
S2.53 | ROOF DETAILS | 2025-01-24 | 2025-02-20 | 2025-03-07
A2.54 | ROOF DETAILS | 2025-01-24 | 2025-02-20 | 2025-03-07
A3.00 | EXTERIOR ELEVATIONS - DINING | 2025-01-24 | 2025-02-20 | 2025-03-07
A3.01 | EXTERIOR ELEVATIONS - DINING | 2025-01-24 | 2025-02-20 | 2025-03-07
A3.02 | EXTERIOR ELEVATIONS - FITNESS | 2025-01-24 | 2025-02-20 | 2025-03-07
A3.03 | EXTERIOR ELEVATIONS - FITNESS | 2025-01-24 | 2025-02-20 | 2025-03-07
A3.04 | EXTERIOR ELEVATIONS - WELLNESS | 2025-01-24 | 2025-02-20 | 2025-03-07
A3.05 | EXTERIOR ELEVATIONS - WELLNESS | 2025-01-24 | 2025-02-20 | 2025-03-07
A3.10 | BUILDING SECTIONS - DINING | 2025-01-24 | 2025-02-20 | 2025-03-07
A3.11 | BUILDING SECTIONS - FITNESS | 2025-01-24 | 2025-02-20
A3.12 | BUILDING SECTIONS - FITNESS | 2025-01-24 | 2025-02-20
A3.13 | BUILDING SECTIONS - WELLNESS | 2025-01-24 | 2025-02-20
A3.14 | BUILDING SECTIONS - WELLNESS | 2025-01-24 | 2025-02-20
A4.00 | WALL SECTONS, ELEVATIONS - DINING | 2025-01-24 | 2025-02-20 | 2025-03-07
A4.01 | WALL SECTONS, ELEVATIONS - DINING | 2025-01-24 | 2025-02-20
A4.02 | WALL SECTONS, ELEVATIONS - DINING | 2025-01-24 | 2025-02-20
A4.03 | WALL SECTONS, ELEVATIONS - DINING | 2025-01-24 | 2025-02-20
A4.06 | WALL SECTONS, ELEVATIONS - FITNESS | 2025-01-24 | 2025-02-20
A4.07 | WALL SECTONS, ELEVATIONS - FITNESS | 2025-01-24 | 2025-02-20
A4.08 | WALL SECTONS, ELEVATIONS - WELLNESS | 2025-01-24 | 2025-02-20
A4.09 | WALL SECTONS, ELEVATIONS - WELLNESS | 2025-01-24 | 2025-02-20
A4.10 | WALL SECTONS, ELEVATIONS - WELLNESS | 2025-01-24 | 2025-02-20
A4.11 | WALL SECTONS, ELEVATIONS - WELLNESS | 2025-01-24 | 2025-02-20
A4.13 | WALL SECTONS, ELEVATIONS - WELLNESS | 2025-01-24 | 2025-02-20
A4.20 | WALL SECTONS, ELEVATONS - RIBBON CANOPY | 2025-01-24 | 2025-02-20 | 2025-03-07
A4.21 | WALL SECTONS, ELEVATONS - RIBBON CANOPY | 2025-01-24 | 2025-02-20
A4.22 | WALL SECTIONS, PLAN - PORTE COCHERE | 2025-01-24 | 2025-02-20 | 2025-03-07
A4.23 | WALL SECTIONS, PLAN - PORTE COCHERE | 2025-01-24 | 2025-02-20 | 2025-03-07
A4.30 | FIREPLACE SECTON AND PLAN | 2025-01-24 | 2025-02-20
A6.10 | LEVEL 00 - RCP - DINING | 2025-01-24 | 2025-02-20 | 2025-03-07
A6.10.1 | LEVEL 00 - RCP - DINING ENLARGED PLAN 01 | 2025-01-24 | 2025-02-20
A6.10.2 | LEVEL 00 - RCP - DINING ENLARGED PLAN 02 | 2025-01-24 | 2025-02-20
A6.11 | LEVEL 00 - RCP - FITNESS | 2025-01-24 | 2025-02-20 | 2025-03-07
A6.11.1 | LEVEL 00 - RCP - FITNESS ENLARGED PLAN 01 | 2025-01-24 | 2025-02-20
A6.11.2 | LEVEL 00 - RCP - FITNESS ENLARGED PLAN 02 | 2025-01-24 | 2025-02-20 | 2025-03-07
NO PAGE NUMBER | NO DESCRIPTION
A6.12.1 | LEVEL 00 - RCP - WELLNESS ENLARGED PLAN 01 | 2025-01-24 | 2025-02-20
A6.12.2 | LEVEL 00 - RCP - WELLNESS ENLARGED PLAN 02 | 2025-01-24 | 2025-02-20
A6.12.3 | LEVEL 00 - RCP - WELLNESS ENLARGED PLAN 03 | 2025-01-24 | 2025-02-20
A6.12.4 | LEVEL 00 - RCP - WELLNESS ENLARGED PLAN 04 | 2025-01-24 | 2025-02-20
A6.20 | LEVEL 01 - RCP - DINING | 2025-01-24 | 2025-02-20 | 2025-03-07
A6.20.1 | LEVEL 01 - RCP - DINING ENLARGED PLAN 01
A6.20.2 | LEVEL 01 - RCP - DINING ENLARGED PLAN 02 | 2025-01-24 | 2025-02-20
A6.20.3 | LEVEL 01 - RCP - DINING ENLARGED PLAN 03 | 2025-01-24 | 2025-02-20
A6.20.4 | LEVEL 01 - RCP - DINING ENLARGED PLAN 04 | 2025-01-24 | 2025-02-20
A6.20.5 | LEVEL 01 - RCP - DINING ENLARGED PLAN 05 | 2025-01-24 | 2025-02-20
A6.20.6 | LEVEL 01 - RCP - DINING ENLARGED PLAN 06 | 2025-01-24 | 2025-02-20
A6.21 | LEVEL 01 - RCP - FITNESS | 2025-01-24 | 2025-02-20 | 2025-03-07
A6.21.1 | LEVEL 01 - RCP - FITNESS ENLARGED PLAN 01 | 2025-01-24 | 2025-02-20
A6.21.2 | LEVEL 01 - RCP - FITNESS ENLARGED PLAN 02 | 2025-01-24 | 2025-02-20
A6.21.3 | LEVEL 01 - RCP - FITNESS ENLARGED PLAN 03 | 2025-01-24 | 2025-02-20
A6.21.4 | LEVEL 01 - RCP - FITNESS ENLARGED PLAN 04 | 2025-01-24 | 2025-02-20
A6.22 | LEVEL 01 - RCP - WELLNESS | 2025-01-24 | 2025-02-20 | 2025-03-07
A6.22.1 | LEVEL 01 - RCP - WELLNESS ENLARGED PLAN 01 | 2025-01-24 | 2025-02-20
A6.22.2 | LEVEL 01 - RCP - WELLNESS ENLARGED PLAN 02 | 2025-01-24 | 2025-02-20
A6.22.3 | LEVEL 01 - RCP - WELLNESS ENLARGED PLAN 03 | 2025-01-24 | 2025-02-20
A6.22.4 | LEVEL 01 - RCP - WELLNESS ENLARGED PLAN 04 | 2025-01-24 | 2025-02-20
A6.23 | LEVEL 01 - RCP - RIBBON CANOPY | 2025-01-24 | 2025-02-20
A6.23.1 | LEVEL -1 - RCP - RIBBON CANOPY ENLARGED PLAN 01 | 2025-01-24 | 2025-02-20
A6.23.2 | LEVEL -1 - RCP - RIBBON CANOPY ENLARGED PLAN 02 | 2025-01-24 | 2025-02-20
A6.22.3 | LEVEL -1 - RCP - RIBBON CANOPY ENLARGED PLAN 03 | 2025-01-24 | 2025-02-20
A6.23.4 | LEVEL -1 - RCP - RIBBON CANOPY ENLARGED PLAN 04 | 2025-01-24 | 2025-02-20
A6.30 | LEVEL 02 - RCP - DINING | 2025-01-24 | 2025-02-20 | 2025-03-07
A6.30.1 | LEVEL 02 - RCP - DINING ENLARGED PLAN 01 | 2025-01-24 | 2025-02-20
A6.30.2 | LEVEL 02 - RCP - DINING ENLARGED PLAN 02 | 2025-01-24 | 2025-02-20
A6.30.3 | LEVEL 02 - RCP - DINING ENLARGED PLAN 03 | 2025-01-24 | 2025-02-20
A6.30.4 | LEVEL 02 - RCP - DINING ENLARGED PLAN 04 | 2025-01-24 | 2025-02-20 | 2025-03-07
A6.31 | LEVEL 02 - RCP - WELLNESS | 2025-01-24 | 2025-02-20 | 2025-03-07
A6.31.1 | LEVEL 02 - RCP - WELLNESS ENLARGED PLAN 01 | 2025-01-24 | 2025-02-20 | 2025-03-07
A6.31.2 | LEVEL 02 - RCP - WELLNESS ENLARGED PLAN 02 | 2025-01-24 | 2025-02-20
A6.31.3 | LEVEL 02 - RCP - WELLNESS ENLARGED PLAN 03 | 2025-01-24 | 2025-02-20 | 2025-03-07
A6.31.4 | LEVEL 02 - RCP - WELLNESS ENLARGED PLAN 04 | 2025-01-24 | 2025-02-20
A6.32 | LEVEL 01 - RCP - PORTE COCHERE ENLARGED PLAN | 2025-01-24 | 2025-02-20
A6.40 | INTERIOR CEILING DETAILS |  |  | 2025-03-07
A6.41 | INTERIOR CEILING DETAILS |  |  | 2025-03-07
A6.42 | INTERIOR CEILING DETAILS |  |  | 2025-03-07
A7.00 | VERTICAL CIRCULATION - DINING STAIR | 2025-01-24 | 2025-02-20
A7.01 | VERTICAL CIRCULATION - DINING STAIR | 2025-01-24 | 2025-02-20
A7.02 | VERTICAL CIRCULATION - DINING STAIR | 2025-01-24 | 2025-02-20 | 2025-03-07
A7.03 | VERTICAL CIRCULATION - STAIR PLAN & SECTION | 2025-01-24 | 2025-02-20
A7.04 | VERTICAL CIRCULATION - STAIR PLAN & SECTION | 2025-01-24 | 2025-02-20
A7.05 | VERTICAL CIRCULATION - STAIR PLAN & SECTION | 2025-01-24 | 2025-02-20
A7.06 | VERTICAL CIRCULATION - STAIR PLAN & SECTION | 2025-01-24 | 2025-02-20
A7.07 | VERTICAL CIRCULATION - VERTICAL CHUTE | 2025-01-24 | 2025-02-20
A7.08 | VERTICAL CIRCULATION - ELEVATOR PLAN & SECTION | 2025-01-24 | 2025-02-20
A7.09 | VERTICAL CIRCULATION - ELEVATOR PLAN & SECTION | 2025-01-24 | 2025-02-20
A7.10 | VERTICAL CIRCULATION - ELEVATOR PLAN & SECTION | 2025-01-24 | 2025-02-20
A7.11 | VERTICAL CIRCULATION - ELEVATOR PLAN & SECTION | 2025-01-24 | 2025-02-20
A7.12 | VERTICAL CIRCULATION - ELEVATOR SPECIFICATIONS & DETAILS | 2025-01-24 | 2025-02-20
A7.13 | VERTICAL CIRCULATION - STAIR DETAILS | 2025-01-24 | 2025-02-20
A7.14 | VERTICAL CIRCULATION - WELLNESS | 2025-01-24 | 2025-02-20
A7.15 | VERTICAL CIRCULATION - WELLNESS | 2025-01-24 | 2025-02-20
A7.16 | VERTICAL CIRCULATION - WELLNESS | 2025-01-24 | 2025-02-20
A7.17 | VERTICAL CIRCULATION - WELLNESS STAIR DETAILS | 2025-01-24 | 2025-02-20 | 2025-03-07
A7.18 | VERTICAL CIRCULATION - WELLNESS STAIR DETAILS | 2025-01-24 | 2025-02-20
A8.00 | EXTERIOR PLAN DETAILS | 2025-01-24 | 2025-02-20
A8.01 | EXTERIOR PLAN DETAILS | 2025-01-24 | 2025-02-20
A8.02 | EXTERIOR PLAN DETAILS | 2025-01-24 | 2025-02-20
A8.03 | EXTERIOR PLAN DETAILS | 2025-01-24 | 2025-02-20
A8.04 | EXTERIOR PLAN DETAILS | 2025-01-24 | 2025-02-20
A8.05 | EXTERIOR PLAN DETAILS | 2025-01-24 | 2025-02-20
A8.06 | EXTERIOR PLAN DETAILS | 2025-01-24 | 2025-02-20
A8.11 | EXTERIOR SECTION DETAILS | 2025-01-24 | 2025-02-20 | 2025-03-07
A8.12 | EXTERIOR SECTION DETAILS | 2025-01-24 | 2025-02-20 | 2025-03-07
A8.13 | EXTERIOR SECTION DETAILS | 2025-01-24 | 2025-02-20 | 2025-03-07
A8.14 | EXTERIOR SECTION DETAILS | 2025-01-24 | 2025-02-20 | 2025-03-07
A8.15 | EXTERIOR SECTION DETAILS | 2025-01-24 | 2025-02-20 | 2025-03-07
A8.16 | EXTERIOR SECTION DETAILS | 2025-01-24 | 2025-02-20 | 2025-03-07
A8.21 | EXTERIOR - BELOW GRADE DETAILS | 2025-01-24 | 2025-02-20 | 2025-03-07
CIVIL
COV | COV COVER | 2024-08-01 | 2025-02-20
1 | OVERALL HORIZONTAL CONTROL PLAN | 2024-08-01 | 2025-02-20
2 | HORIZONTAL CONTROL PLAN | 2024-08-01 | 2025-02-20
3 | HORIZONTAL CONTROL PLAN | 2024-08-01 | 2025-02-20
4 | HORIZONTAL CONTROL PLAN | 2024-08-01 | 2025-02-20
5 | HORIZONTAL CONTROL PLAN | 2024-08-01 | 2025-02-20
6 | HORIZONTAL CONTROL PLAN | 2024-08-01 | 2025-02-20
7 | HORIZONTAL CONTROL PLAN | 2024-08-01 | 2025-02-20
8 | HORIZONTAL CONTROL PLAN | 2024-08-01 | 2025-02-20
9 | HORIZONTAL CONTROL PLAN DETAILS | 2024-08-01 | 2025-02-20
10 | PAVING, GRADING AND DRAINAGE PLAN | 2024-08-01 | 2025-02-20
11 | PAVING, GRADING AND DRAINAGE PLAN | 2024-08-01 | 2025-02-20
12 | PAVING, GRADING AND DRAINAGE PLAN | 2024-08-01 | 2025-02-20
13 | PAVING, GRADING AND DRAINAGE PLAN | 2024-08-01 | 2025-02-20
14 | PAVING, GRADING AND DRAINAGE PLAN | 2024-08-01 | 2025-02-20
15 | PAVING, GRADING AND DRAINAGE PLAN | 2024-08-01 | 2025-02-20
16 | PAVING, GRADING AND DRAINAGE PLAN | 2024-08-01 | 2025-02-20
17 | PAVING, GRADING AND DRAINAGE SECTIONS | 2024-08-01 | 2025-02-20
18 | PAVING, GRADING AND DRAINAGE SECTIONS | 2024-08-01 | 2025-02-20
19 | PAVING, GRADING AND DRAINAGE SECTIONS | 2024-08-01 | 2025-02-20
20 | PAVING, GRADING AND DRAINAGE SECTIONS | 2024-08-01 | 2025-02-20
21 | PAVING, GRADING AND DRAINAGE SECTIONS | 2024-08-01 | 2025-02-20
22 | PAVING, GRADING AND DRAINAGE SECTIONS | 2024-08-01 | 2025-02-20
23 | PAVING, GRADING AND DRAINAGE DETAILS | 2024-08-01 | 2025-02-20
24 | PAVING, GRADING AND DRAINAGE DETAILS | 2024-08-01 | 2025-02-20
25 | WATER & SEWER PLAN | 2024-08-01 | 2025-02-20
26 | WATER & SEWER PLAN | 2024-08-01 | 2025-02-20
27 | WATER & SEWER PLAN | 2024-08-01 | 2025-02-20
28 | WATER & SEWER PLAN | 2024-08-01 | 2025-02-20
29 | WATER & SEWER PLAN | 2024-08-01 | 2025-02-20
30 | WATER & SEWER PLAN | 2024-08-01 | 2025-02-20
31 | WATER & SEWER PLAN | 2024-08-01 | 2025-02-20
32 | WATER & SEWER PLAN | 2024-08-01 | 2025-02-20
33 | WATER & SEWER PLAN | 2024-08-01 | 2025-02-20
34 | WATER & SEWER PLAN | 2024-08-01 | 2025-02-20
35 | EROSION CONTROL PLAN | 2024-08-01 | 2025-02-20
36 | STORMWATER POLLUTION PREVENTION PLAN | 2024-08-01 | 2025-02-20
CIVIL - REV SEWER
30 | WATER & SEWER | 2024-08-01 | 2025-02-20
ELECTRICAL
E001.10 | ELECTRICAL COVER SHEET - CLUB CORE | 2024-12-20 | 2025-02-20 | 2025-02-28
E101.00 | ELECTRICAL SITE PLAN - OVERALL | 2024-12-20 | 2025-02-20 | 2025-02-28
E102.00 | LEVEL 00 - LIGHTING PLAN - SITE | 2024-12-20 | 2025-02-20
E103.00 | LEVEL 00 - LIGHTING CONTROLS PLAN - SITE | 2024-12-20 | 2025-02-20
E105.10 | LEVEL 00 - ELECTRICAL PLAN - DINING | 2024-12-20 | 2025-02-20 | 2025-02-28
E106.11 | LEVEL 01 - ELECTRICAL PLAN - DINING | 2024-12-20 | 2025-02-20 | 2025-02-28
E107.12 | LEVEL 02 - ELECTRICAL PLAN - DINING | 2024-12-20 | 2025-02-20 | 2025-02-28
E110.10 | LEVEL 00 - LIGHTING PLAN - DINING | 2024-12-20 | 2025-02-20
E111.11 | LEVEL 01 - LIGHTING PLAN - DINING | 2024-12-20 | 2025-02-20
E112.12 | LEVEL 02 - LIGHTING PLAN - DINING | 2024-12-20 | 2025-02-20
E115.10 | LEVEL 00 - LIGHTING CONTROLS PLAN - DINING | 2024-12-20 | 2025-02-20
E116.11 | LEVEL 01 - LIGHTING CONTROLS PLAN - DINING | 2024-12-20 | 2025-02-20
E117.12 | LEVEL 02 - LIGHTING CONTROLS PLAN - DINING | 2024-12-20 | 2025-02-20
E120.20 | LEVEL 00 - ELECTRICAL PLAN - FITNESS | 2024-12-20 | 2025-02-20 | 2025-02-28
E121.21 | LEVEL 01 - ELECTRICAL PLAN - FITNESS | 2024-12-20 | 2025-02-20 | 2025-02-28
E122.22 | ROOF - ELECTRICAL PLAN - FITNESS | 2024-12-20 | 2025-02-20 | 2025-02-28
E125.20 | LEVEL 00 - LIGHTING PLAN - FITNESS | 2024-12-20 | 2025-02-20
E126.21 | LEVEL 01 - LIGHTING PLAN - FITNESS | 2024-12-20 | 2025-02-20
E127.21 | LEVEL 01 - LIGHTING PLAN - RIBBON CANOPY | 2024-12-20 | 2025-02-20
E130.20 | LEVEL 00 - LIGHTING CONTROLS PLAN - FITNESS | 2024-12-20 | 2025-02-20
E131.21 | LEVEL 01 - LIGHTING CONTROLS PLAN - FITNESS | 2024-12-20 | 2025-02-20
E132.21 | LEVEL 01 - LIGHTING CONTROLS PLAN - RIBBON CANOPY | 2024-12-20 | 2025-02-20
E135.30 | LEVEL 00 - ELECTRICAL PLAN - WELLNESS | 2024-12-20 | 2025-02-20 | 2025-02-28
E136.31 | LEVEL 01 - ELECTRICAL PLAN - WELLNESS | 2024-12-20 | 2025-02-20 | 2025-02-28
E137.32 | LEVEL 02 - ELECTRICAL PLAN - WELLNESS | 2024-12-20 | 2025-02-20 | 2025-02-28
E138.33 | ROOF - ELECTRICAL PLAN - WELLNESS | 2024-12-20 | 2025-02-20 | 2025-02-28
E140.30 | LEVEL 00 - LIGHTING PLAN - WELLNESS | 2024-12-20 | 2025-02-20
E141.31 | LEVEL 01 - LIGHTING PLAN - WELLNESS | 2024-12-20 | 2025-02-20
E142.32 | LEVEL 02 - LIGHTING PLAN - WELLNESS | 2024-12-20 | 2025-02-20
E145.30 | LEVEL 00 - LIGHTING CONTROLS PLAN - WELLNESS | 2024-12-20 | 2025-02-20
E146.31 | LEVEL 01 - LIGHTING CONTROLS PLAN - WELLNESS | 2024-12-20 | 2025-02-20
E147.32 | LEVEL 02 - LIGHTING CONTROLS PLAN - WELLNESS | 2024-12-20 | 2025-02-20
E165.70 | ELECTRICAL PLAN - POOL DECK | 2024-12-20 | 2025-02-20
E166.70 | LIGHTING PLAN POOL DECK | 2024-12-20 | 2025-02-20
E167.70 | LIGHTINGCONTROLS PLAN - POOL DECK | 2024-12-20 | 2025-02-20
E170.10 | LIGHT FIXTURE SCHEDULE | 2024-12-20 | 2025-02-20
E172.10 | LIGHTING CONTROLS DIAGRAMS | 2024-12-20 | 2025-02-20 | 2025-02-28
E173.10 | LIGHTING CONTROLS DIAGRAMS | 2024-12-20 | 2025-02-20 | 2025-02-28
E174.10 | LIGHTING CONTROLS DIAGRAMS | 2024-12-20 | 2025-02-20 | 2025-02-28
E175.10 | LIGHTING CONTROLS DIAGRAMS | 2024-12-20 | 2025-02-20 | 2025-02-28
E176.10 | LIGHTING CONTROLS DIAGRAMS | 2024-12-20 | 2025-02-20 | 2025-02-28
E177.10 | LIGHTING CONTROLS DIAGRAMS | 2024-12-20 | 2025-02-20 | 2025-02-28
E178.10 | LIGHTING CONTROLS DIAGRAMS |  |  | 2025-02-28
E180.10 | ELECTRICAL RISER DIAGRAM - NORMAL POWER | 2024-12-20 | 2025-02-20 | 2025-02-28
E181.10 | ELECTRICAL RISER DIAGRAM - EMERGENCY AND STANDBY | 2024-12-20 | 2025-02-20 | 2025-02-28
E185.10 | ELECTRICAL SCHEDULES | 2024-12-20 | 2025-02-20
E186.10 | ELECTRICAL SCHEDULES | 2024-12-20 | 2025-02-20
E187.10 | ELECTRICAL SCHEDULES | 2024-12-20 | 2025-02-20
E188.10 | ELECTRICAL SCHEDULES | 2024-12-20 | 2025-02-20
E189.10 | ELECTRICAL SCHEDULES | 2024-12-20 | 2025-02-20
E190.10 | ELECTRICAL SCHEDULES | 2024-12-20 | 2025-02-20
E191.10 | ELECTRICAL SCHEDULES | 2024-12-20 | 2025-02-20
E192.10 | ELECTRICAL SCHEDULES | 2024-12-20 | 2025-02-20
E193.10 | ELECTRICAL SCHEDULES | 2024-12-20 | 2025-02-20
E194.10 | ELECTRICAL SCHEDULES | 2024-12-20 | 2025-02-20
E195.10 | ELECTRICAL SCHEDULES | 2024-12-20 | 2025-02-20
E300.10 | ELECTRICAL DETAILS | 2024-12-20 | 2025-02-20
E400.10 | FOOD SERVICE INFORMATION | 2024-12-20 | 2025-02-20
E401.10 | FOOD SERVICE INFORMATION | 2024-12-20 | 2025-02-20
E402.10 | FOOD SERVICE INFORMATION | 2024-12-20 | 2025-02-20
E403.10 | FOOD SERVICE INFORMATION | 2024-12-20 | 2025-02-20
E404.10 | FOOD SERVICE INFORMATION | 2024-12-20 | 2025-02-20
E405.10 | FOOD SERVICE INFORMATION | 2024-12-20 | 2025-02-20
E406.10 | FOOD SERVICE INFORMATION | 2024-12-20 | 2025-02-20
E500.10 | FOOD SERVICE INFORMATION | 2024-12-20 |  | 2025-02-28
FIRE ALARM
FA001.00 | FIREALARM COVER SHEET | 2024-12-20 | 2025-01-06
FA101.10 | LEVEL 00 - FIRE ALARM PLAN -DINING | 2024-12-20 | 2025-01-06
FA102.20 | LEVEL 00 - FIRE ALARM PLAN - FITNESS | 2024-12-20 | 2025-01-06
FA103.30 | LEVEL 00 - FIRE ALARM PLAN - WELLNESS | 2024-12-20 | 2025-01-06
FA104.11 | LEVEL 01 - FIRE ALARM PLAN - DINING | 2024-12-20 | 2025-01-06
FA105.21 | LEVEL 01 - FIRE ALARM PLAN - FITNESS | 2024-12-20 | 2025-01-06
FA106.31 | LEVEL 01 - FIRE ALARM PLAN - DINING | 2024-12-20 | 2025-01-06
FA107.12 | LEVEL 01 - FIRE ALARM PLAN - DINING | 2024-12-20 | 2025-01-06
FA108.32 | LEVEL 02 - FIRE ALARM PLAN - WELLNESS | 2024-12-20 | 2025-01-06
FA501.00 | FIRE ALARM RISER AND DETAILS | 2024-12-20 | 2025-01-06
FIRE PROTECTION
F001.00 | FIRE PROTECTION COVER SHEER | 2024-12-20 | 2025-01-06
F104.10 | LEVEL 00-DINING | 2024-12-20 | 2025-01-06
F105.11 | LEVEL 01 - DINING | 2024-12-20 | 2025-01-06
F106.12 | LEVEL 02 - DINING | 2024-12-20 | 2025-01-06
F113.20 | LEVEL 00 - FITNESS | 2024-12-20 | 2025-01-06
F114.21 | LEVEL 01 - FITNESS | 2024-12-20 | 2025-01-06
F120.30 | LEVEL 00 - WELLNESS | 2024-12-20 | 2025-01-06
F121.31 | LEVEL 01 - WELLNESS | 2024-12-20 | 2025-01-06
F122.32 | LEVEL 02 - WELLNESS | 2024-12-20 | 2025-01-06
MECHANICAL
M001.00 | MECHANICAL COVER SHEET | 2024-12-20 | 2025-02-20
M002.00 | MECHANICAL SPECIFICATIONS | 2024-12-20 | 2025-02-20
M101.00 | LEVEL 00 - MECHANICAL SITE PLAN | 2024-12-20 | 2025-02-20
M102.01 | LEVEL 01 - MECHANICAL SITE PLAN | 2024-12-20 | 2025-02-20
M103.02 | LEVEL 02 - MECHANICAL SITE PLAN | 2024-12-20 | 2025-02-20
M104.10 | LEVEL 00 - MECHANICAL PLAN - DINING | 2024-12-20 | 2025-02-20
M105.11 | LEVEL 01 - MECHANICAL PLAN - DINING | 2024-12-20 | 2025-02-20
M106.12 | LEVEL 02 - MECHANICAL PLAN - DINING | 2024-12-20 | 2025-02-20
M107.12 | ROOF - MECHANICAL PLAN - DINING | 2024-12-20 | 2025-02-20
M108.20 | LEVEL 00 - MECHANICAL PLAN - FITNESS | 2024-12-20 | 2025-02-20
M109.21 | LEVEL 01 - MECHANICAL PLAN - FITNESS | 2024-12-20 | 2025-02-20
M110.22 | ROOF - MECHANICAL PLAN - FITNESS | 2024-12-20 | 2025-02-20
M111.30 | LEVEL 00 - MECHANICAL PLAN - WELLNESS | 2024-12-20 | 2025-02-20
M112.31 | LEVEL 01 - MECHANICAL PLAN - WELLNESS | 2024-12-20 | 2025-02-20
M113.32 | LEVEL 02 - MECHANICAL PLAN - WELLNESS | 2024-12-20 | 2025-02-20
M114.33 | ROOF - MECHANICAL PLAN WELLNESS | 2024-12-20 | 2025-02-20
M115.00 | LEVEL 00 - MECHANICAL PIPING - SITE PLAN | 2024-12-20 | 2025-02-20
M116.01 | LEVEL 01 - MECHANICAL PIPING - SITE PLAN | 2024-12-20 | 2025-02-20
M117.02 | LEVEL 02 - MECHANICAL PIPING - SITE PLAN | 2024-12-20 | 2025-02-20
M118.10 | LEVEL 00 - MECHANICAL PIPING - DINING | 2024-12-20 | 2025-02-20
M119.11 | LEVEL 01 - MECHANICAL PIPING - DINING | 2024-12-20 | 2025-02-20
M120.12 | LEVEL 02 - MECHANICAL PIPING - DINING | 2024-12-20 | 2025-02-20
M121.20 | LEVEL 00 - MECHANICAL PIPING - FITNESS | 2024-12-20 | 2025-02-20
M122.30 | LEVEL 00 - MECHANICAL PIPING - WELLNESS | 2024-12-20 | 2025-02-20
M123.31 | LEVEL 01 - MECHANICAL PIPING - WELLNESS | 2024-12-20 | 2025-02-20
M124.32 | LEVEL 02 - MECHANICAL PIPING - WELLNESS | 2024-12-20 | 2025-02-20
M201.10 | LEVEL 00 - MECHANICAL ZONE MAP - DINING | 2024-12-20 | 2025-02-20
M202.11 | LEVEL 01 - MECHANICAL ZONE MAP - DINING | 2024-12-20 | 2025-02-20
M203.12 | LEVEL 02 - MECHANICAL ZONE MAP - DINING | 2024-12-20 | 2025-02-20
M204.20 | LEVEL 00 - MECHANICAL ZONE MAP - FITNESS | 2024-12-20 | 2025-02-20
M205.21 | LEVEL 01 - MECHANICAL ZONE MAP - FITNESS | 2024-12-20 | 2025-02-20
M206.30 | LEVEL 00 - MECHANICAL ZONE MAP - WELLNESS | 2024-12-20 | 2025-02-20
M207.31 | LEVEL 01 - MECHANICAL ZONE MAP - WELLNESS | 2024-12-20 | 2025-02-20
M208.32 | LEVEL 02 - MECHANICAL ZONE MAP - WELLNESS | 2024-12-20 | 2025-02-20
M401.00 | MECHANICAL SCHEDULES | 2024-12-20 | 2025-02-20
M402.00 | MECHANICAL SCHEDULES | 2024-12-20 | 2025-02-20
M403.00 | MECHANICAL SCHEDULES | 2024-12-20 | 2025-02-20
M404.00 | MECHANICAL SCHEDULES | 2024-12-20 | 2025-02-20
M405.00 | MECHANICAL SCHEDULES | 2024-12-20 | 2025-02-20
M406.00 | MECHANICAL SCHEDULES | 2024-12-20 | 2025-02-20
M407.00 | MECHANICAL SCHEDULES | 2024-12-20 | 2025-02-20
M408.00 | MECHANICAL SCHEDULES | 2024-12-20 | 2025-02-20
M501.00 | ENERGY COMPLIANCE | 2024-12-20 | 2025-02-20
M502.00 | ENERGY COMPLIANCE | 2024-12-20 | 2025-02-20
M601.00 | MECHANICAL DETAILS | 2024-12-20 | 2025-02-20
M602.00 | MECHANICAL DETAILS | 2024-12-20 | 2025-02-20
M603.00 | MECHANICAL DETAILS | 2024-12-20 | 2025-02-20
M604.00 | MECHANICAL DETAILS | 2024-12-20 | 2025-02-20
M605.00 | MECHANICAL DETAILS | 2024-12-20 | 2025-02-20
M606.00 | MECHANICAL DETAILS - CONTROLS | 2024-12-20 | 2025-02-20
M607.00 | MECHANICAL DETAILS - CONTROLS | 2024-12-20 | 2025-02-20
M608.00 | MECHANICAL DETAILS - CONTROLS | 2024-12-20 | 2025-02-20
M609.00 | MECHANICAL DETAILS - CONTROLS | 2024-12-20 | 2025-02-20
M610.00 | MECHANICAL DETAILS - CONTROLS | 2024-12-20 | 2025-02-20
M611.00 | MECHANICAL DETAILS - PIPING | 2024-12-20 | 2025-02-20
M701.00 | KITCHEN VENTILATION EQUIPMENT DRAWINGS | 2024-12-20 | 2025-02-20
M702.00 | KITCHEN VENTILATION EQUIPMENT DRAWINGS | 2024-12-20 | 2025-02-20
M703.00 | KITCHEN VENTILATION EQUIPMENT DRAWINGS | 2024-12-20 | 2025-02-20
M704.00 | KITCHEN VENTILATION EQUIPMENT DRAWINGS | 2024-12-20 | 2025-02-20
M705.00 | KITCHEN VENTILATION EQUIPMENT DRAWINGS | 2024-12-20 | 2025-02-20
M706.00 | KITCHEN VENTILATION EQUIPMENT DRAWINGS | 2024-12-20 | 2025-02-20
M707.00 | KITCHEN VENTILATION EQUIPMENT DRAWINGS | 2024-12-20 | 2025-02-20
M708.00 | KITCHEN VENTILATION EQUIPMENT DRAWINGS | 2024-12-20 | 2025-02-20
M709.00 | KITCHEN VENTILATION EQUIPMENT DRAWINGS | 2024-12-20 | 2025-02-20
M710.00 | KITCHEN VENTILATION EQUIPMENT DRAWINGS | 2024-12-20 | 2025-02-20
M801.00 | ISOMETRICS | 2024-12-20 | 2025-02-20
PLUMBING
P001.00 | PLUMBING COVER SHEET | 2024-12-20 | 2025-02-20
P102.00 | PLUMBING PLAN SITE PLAN | 2024-12-20 | 2025-02-20
P103.10 | LEVEL 00 - UNDERGROUND PIPING - DINING | 2024-12-20 | 2025-02-20 | 2025-02-28
P104.10 | LEVEL 00 - GRAVITY PIPING - DINING | 2024-12-20 | 2025-02-20 | 2025-02-28
P105.11 | LEVEL 01 - GRAVITY PIPING - DINING | 2024-12-20 | 2025-02-20 | 2025-02-28
P106.12 | LEVEL 02 - GRAVITY PIPING - DINING | 2024-12-20 | 2025-02-20 | 2025-02-28
P107.13 | ROOF - GRAVITY PIPING - DINING | 2024-12-20 | 2025-02-20 | 2025-02-28
P108.10 | LEVEL 00 - PRESSURE PIPING - DINING | 2024-12-20 | 2025-02-20 | 2025-02-28
P109.11 | LEVEL 01 - PRESSURE PIPING - DINING | 2024-12-20 | 2025-02-20 | 2025-02-28
P110.12 | LEVEL 02 - PRESSURE PIPING - DINING | 2024-12-20 | 2025-02-20 | 2025-02-28
P111.13 | ROOF - PRESSURE PIPING - DINING | 2024-12-20 | 2025-02-20
P112.20 | LEVEL 00 - UNDERGROUND PIPING - FITNESS | 2024-12-20 | 2025-02-20 | 2025-02-28
P113.20 | LEVEL 00 - GRAVITY PIPING - FITNESS | 2024-12-20 | 2025-02-20 | 2025-02-28
P114.21 | LEVEL 01 - GRAVITY PIPING - FITNESS | 2024-12-20 | 2025-02-20 | 2025-02-28
P115.22 | ROOF - GRAVITY PIPING - FITNESS | 2024-12-20 | 2025-02-20 | 2025-02-28
P116.20 | LEVEL 00 - PRESSURE PIPING - FITNESS | 2024-12-20 | 2025-02-20
P117.21 | LEVEL 01 - PRESSURE PIPING - FITNESS | 2024-12-20 | 2025-02-20
P118.22 | ROOF - PRESSURE PIPING - FITNESS | 2024-12-20 | 2025-02-20
P119.30 | LEVEL 00 - UNDERGROUND PIPING - WELLNESS | 2024-12-20 | 2025-02-20 | 2025-02-28
P120.30 | LEVEL 00 - GRAVITY PIPING - WELLNESS | 2024-12-20 | 2025-02-20 | 2025-02-28
P121.31 | LEVEL 01 - GRAVITY PIPING - WELLNESS | 2024-12-20 | 2025-02-20 | 2025-02-28
P122.32 | LEVEL 02 - GRAVITY PIPING - WELLNESS | 2024-12-20 | 2025-02-20 | 2025-02-28
P123.33 | ROOF - GRAVITY PIPING - WELLNESS | 2024-12-20 | 2025-02-20
P124.30 | LEVEL 00 - PRESSURE PIPING - WELLNESS | 2024-12-20 | 2025-02-20
P125.31 | LEVEL 01 - PRESSURE PIPING - WELLNESS | 2024-12-20 | 2025-02-20
P126.32 | LEVEL 02 - PRESSURE PIPING - WELLNESS | 2024-12-20 | 2025-02-20
P127.33 | ROOF - PRESSURE PIPING - WELLNESS | 2024-12-20 | 2025-02-20
P401.00 | ENLARGED PLUMBING FLOOR PLANS | 2024-12-20 | 2025-02-20
P402.00 | ENLARGED PLUMBING FLOOR PLANS | 2024-12-20 | 2025-02-20
P403.00 | ENLARGED PLUMBING FLOOR PLANS | 2024-12-20 | 2025-02-20
P404.00 | ENLARGED PLUMBING FLOOR PLANS | 2024-12-20 | 2025-02-20
P501.00 | PLUMBING DETAILS | 2024-12-20 | 2025-02-20
P502.00 | PLUMBING DETAILS | 2024-12-20 | 2025-02-20
P503.00 | PLUMBING DETAILS | 2024-12-20 | 2025-02-20
P601.00 | PLUMBING SCHEDULES | 2024-12-20 | 2025-02-20
P602.00 | PLUMBING SCHEDULES | 2024-12-20 | 2025-02-20
STRUCTURAL
S-100 | OVERALL PLAN | 2024-12-20 | 2025-02-20 | 2025-03-07
S-101 | FOUNDATION PLAN - DINING | 2024-12-20 | 2025-02-20 | 2025-03-07
S-111 | FIRST FLOOR FRAMING PLAN - DINING | 2024-12-20 | 2025-02-20 | 2025-03-07
S-121 | SECOND FLOOR FRAMING PLAN - DINING | 2024-12-20 | 2025-02-20 | 2025-03-07
S-131 | ROOF FRAMING PLAN - DINING | 2024-12-20 | 2025-02-20 | 2025-03-07
S102 | FOUNDATION PLAN - FITNESS | 2024-12-20 | 2025-02-20 | 2025-03-07
S-112 | FIRST FLOOR FRAMING PLAN - FITNESS | 2024-12-20 | 2025-02-20 | 2025-03-07
S-132 | ROOF FRAMING PLAN - FITNESS | 2024-12-20 | 2025-02-20 | 2025-03-07
S-103 | FOUNDATION PLAN - WELLNESS | 2024-12-20 | 2025-02-20 | 2025-03-07
S-113 | FIRST FLOOR FRAMING PLAN - WELLNESS | 2024-12-20 | 2025-02-20 | 2025-03-07
S-123 | SECOND FLOOR FRAMING PLAN - WELLNESS | 2024-12-20 | 2025-02-20
S-133 | ROOF FRAMING PLAN - WELLNESS | 2024-12-20 | 2025-02-20
S-200 | STRUCTURAL NOTES | 2024-12-20 | 2025-02-20
S-201 | WIND LOADS - DINING | 2024-12-20 | 2025-02-20
S-202 | WIND LOADS - FITNESS | 2024-12-20 | 2025-02-20
S-203 | WIND LOADS - WELLNESS | 2024-12-20 | 2025-02-20
S-204 | SCHEDULES | 2024-12-20 | 2025-02-20 | 2025-03-07
S-205 | PLATE DETAILS | 2024-12-20 | 2025-02-20
S-206 | TYPICAL DETAILS | 2024-12-20 | 2025-02-20
S-207 | TYPICAL DETAILS | 2024-12-20 | 2025-02-20
S-208 | TYPICAL DETAILS | 2024-12-20 | 2025-02-20
S-301.1 | SECTIONS - DINING | 2024-12-20 | 2025-02-20
S-301.2 | SECTIONS - DINING | 2024-12-20 | 2025-02-20
S-301.3 | SECTIONS - DINING | 2024-12-20 | 2025-02-20
S-302.1 | SECTIONS - FITNESS | 2024-12-20 | 2025-02-20
S-302.2 | SECTIONS - FITNESS | 2024-12-20 | 2025-02-20
S-303.1 | SECTIONS - WELLNESS | 2024-12-20 | 2025-02-20
S-303.2 | SECTIONS - WELLNESS | 2024-12-20 | 2025-02-20
S-401.1 | SECTIONS - DINING | 2024-12-20 | 2025-02-20
S-401.2 | SECTIONS - DINING | 2024-12-20 | 2025-02-20 | 2025-03-07
S-401.3 | SECTIONS - DINING | 2024-12-20 | 2025-02-20 | 2025-03-07
S-402.1 | SECTIONS - FITNESS | 2024-12-20 | 2025-02-20 | 2025-03-07
S-402.2 | SECTIONS - FITNESS | 2024-12-20 | 2025-02-20 | 2025-03-07
S-403.1 | SECTIONS - WELLNESS | 2024-12-20 | 2025-02-20
S-403.2 | SECTIONS - WELLNESS | 2024-12-20 | 2025-02-20
S-403.3 | SECTIONS - WELLNESS | 2024-12-20 | 2025-02-20
AV SECURITY
AV
TA0.00 | AUDIO VISUAL GENERAL NOTES & SYMBOLS - DOCK BAR | 2024-12-20 | 2025-02-20
TA0.01 | AUDIO VISUAL EQUIPMENT LIST - DOCK BAR | 2024-12-20 | 2025-02-20
TA1.00 | AUDIO VISUAL SITE PLAN - DOCK BAR | 2024-12-20 | 2025-02-20
TA1.01 | AUDIO VISUAL FLOOR PLAN - DOCK BAR | 2024-12-20 | 2025-02-20
TA1.11 | AUDIO VISUAL ROUGH-INS PLAN - DOCK BAR | 2024-12-20 | 2025-02-20
TA2.01 | AUDIO VISUAL RELFECTED CEILING - DOCK BAR | 2024-12-20 | 2025-02-20
TA4.00 | AUDIO VISUAL DETAILS - DOCK BAR | 2024-12-20 | 2025-02-20
TA5.00 | AUDIO VISUAL ELEVATIONS - DOCK BAR | 2024-12-20 | 2025-02-20
TA6.00 | AUDIO VISUAL SINGLE LINES - DOCK BAR | 2024-12-20 | 2025-02-20
TA0.00 | AUDIO VISUAL GENERAL NOTES & SYMBOLS - SPA PODS | 2024-12-20 | 2025-02-20
TA0.01 | AUDIO VISUAL EQUIPMENT LIST - SPA PODS | 2024-12-20 | 2025-02-20
TA1.00 | AUDIO VISUAL SITE PLAN - SPA PODS | 2025-02-07 | 2025-02-20
TA1.00A 1 | AUDIO VISUAL SITE CONDUITPLAN - SPA PODS | 2025-02-07 | 2025-02-20
TA1.01 | AUDIO VISUAL FLOOR PLAN - SPA PODS | 2025-02-07 | 2025-02-20
TA1.11 | AUDIO VISUAL ROUGH-INS PLAN - SPA PODS | 2025-02-07 | 2025-02-20
TA2.01 | AUDIO VISUAL REFLECTED CEILING - SPA PODS | 2024-12-20 | 2025-02-20
TA4.00 | AUDIO VISUAL DETAILS - SPA PODS | 2025-02-07 | 2025-02-20
TA5.00 | AUDIO VISUAL ELEVATIONS - SPA PODS | 2025-02-07 | 2025-02-20
TA6.00 | AUDIO VISUAL SINGLE LINES - SPA PODS | 2024-12-20 | 2025-02-20
TA0.00 | AUDIO VISUAL GENERALL NOTES & SYMBOLS
TA0.01 | AUDIO VISUAL EQUIPMENT LIST | 2025-02-07 | 2025-02-20
TA0.02 | AUDIO VISUAL EQUIPMENT LIST | 2025-02-07 | 2025-02-20
TA0.03 | AUDIO VISUAL EQUIPMENT LIST | 2025-02-07 | 2025-02-20
TA1.00 | SUDIO VISUAL SITE PLAN | 2025-02-07 | 2025-02-20
TA1.01 | AUDIO VISUAL FLOOR PLAN - LEVEL 00 - DINING | 2025-02-07 | 2025-02-20
TA1.02 | AUDIO VISUAL FLOOR PLAN - LEVEL 00 - FITNESS | 2024-12-20 | 2025-02-20
TA1.03 | AUDIO VISUAL FLOOR PLAN - LEVEL 00 - WELLNESS | 2024-12-20 | 2025-02-20
TA1.04 | AUDIO VISUAL FLOOR PLAN - LEVEL 01 - DINING | 2024-12-20 | 2025-02-20
TA1.05 | AUDIO VISUAL FLOOR PLAN - LEVEL 01 - FITNESS | 2024-12-20 | 2025-02-20
TA1.05B | AUDIO VISUAL FLOOR PLAN - LEVEL 01 - POOL | 2024-12-20 | 2025-02-20
TA1.06 | AUDIO VISUAL FLOOR PLAN - LEVEL 01 - WELLNESS | 2024-12-20 | 2025-02-20
TA1.07 | AUDIO VISUAL FLOOR PLAN - LEVEL 02 - DINING | 2025-02-07 | 2025-02-20
TA1.08 | AUDIO VISUAL FLOOR PLAN - LEVEL 02 - WELLNESS | 2024-12-20 | 2025-02-20
TA1.11 | AUDIO VISUAL ROUGH-INS PLAN - LEVEL 00 - DINING | 2025-02-07 | 2025-02-20
TA1.12 | AUDIO VISUAL ROUGH-INS PLAN - LEVEL 00 - FITNESS | 2024-12-20 | 2025-02-20
TA1.13 | AUDIO VISUAL ROUGH-INC PLAN - LEVEL 00 - WELLNESS | 2025-02-07 | 2025-02-02
TA1.14 | AUDIO VISUAL ROUGH-INS PLAN - LEVEL 01 - DINING | 2024-12-20 | 2025-02-20
TA1.15 | AUDIO VISUAL ROUGH-INS PLAN - LEVEL 01 - FITNESS | 2025-02-07 | 2025-02-20
TA1.16 | AUDIO VISUAL ROUGH-INS PLAN - LEVEL 01 - WELLNESS | 2024-12-20 | 2025-02-20
TA1.17 | AUDIO VISUAL ROUGH-INS PLAN - LEVEL 02 - DINING | 2025-02-07 | 2025-02-20
TA1.18 | AUDIO VISUAL ROUGH-IN PLANS - LEVEL 02 - WELLNESS | 2025-02-07 | 2025-02-20
TA2.01 | AUDIO VISUAL REFLECTED CEILING PLAN - LEVEL 00 - DINING | 2024-12-20 | 2025-02-20
TA2.03 | AUDIO VISUAL REFLECTED CEILING PLAN - LEVEL 00 - WELLNESS | 2024-12-20 | 2025-02-20
TA2.04 | AUDIO VISUAL REFLECTED CEILING PLAN - LEVEL 01 - DINING | 2025-02-07 | 2025-02-20
TA2.05 | AUDIO VISUAL REFLECTED CEILING PLAN - LEVEL 01 - FITNESS | 2025-02-07 | 2025-02-20
TA2.06 | AUDIO VISUAL REFLECTED CEILING PLAN - LEVEL 01 - WELLNESS | 2024-12-20 | 2025-02-20
TA2.07 | AUDIO VISUAL REFLECTED CEILING PLAN - LEVEL 02 - DINING | 2024-12-20 | 2025-02-20
TA2.08 | AUDIO VISUAL REFLECTED CEILING PLAN - LEVEL 02 - FITNESS | 2024-12-20 | 2025-02-20
TA4.00 | AUDIO VISUAL DETAILS | 2025-02-07 | 2025-02-20
TA5.00 | AUDIO VISUAL ELEVATIONS | 2025-02-07 | 2025-02-20
TA5.01 | AUDIO VISUAL ELEVATIONS | 2025-02-07 | 2025-02-20
TA5.02 | AUDIO VISUAL ELEVATIONS | 2025-02-07 | 2025-02-20
TA5.03 | AUDIO VISUAL ELEVATIONS | 2025-02-07 | 2025-02-20
TA6.00 | AUDIO VISUAL SINGLE LINES | 2025-02-07 | 2025-02-20
TA6.01 | AUDIO VISUAL SINGLE LINES | 2025-02-07 | 2025-02-20
TA6.02 | AUDIO VISUAL SINGLE LINES | 2025-02-07 | 2025-02-20
TA6.03 | AUDIO VISUAL SINGLE LINES | 2025-02-07 | 2025-02-20
SECURITY
TS0.00A | SECURITY GENERAL NOTES & SYMBOLS - DOCK BAR | 2024-12-20 | 2025-02-20
TS2.01 | SECURITY REFLECTED CEILING - DOCK BAR | 2024-12-20 | 2025-02-20
TS3.00 | SECURITY DETAILS AND SCHEDULES - DOCK BAR | 2024-12-20 | 2025-02-20
TS3.00A | SECURITY DOOR DETAILS - DOCK BAR | 2024-12-20 | 2025-02-20
TS0.00 | SECURITY GENERAL NOTES & SYMBOLS - SPA PODS | 2024-12-20 | 2025-02-20
TS2.01 | SECURITY REFLECTED CEILING - SPA PODS | 2024-12-20 | 2025-02-20
TS3.00 | SECURITY DETAILS - SPA PODS | 2024-12-20 | 2025-02-20
TS4.00 | SECURITY SCHEDULES - SPA PODS | 2024-12-20 | 2025-02-20
TS0.00 | SECURITY GENERAL NOTES & SYMBOLS | 2024-12-20 | 2025-02-20
TS2.01 | SECURITY REFLECTED CEILING - DINING | 2024-12-20 | 2025-02-20
TS2.02 | SECURITY REFLECTED CEILING PLAN - LEVEL 00 - FITNESS | 2024-12-20 | 2025-02-20
TS2.03 | SECURITY REFLECTED CEILING PLAN - LEVEL 00 - WELLNESS | 2024-12-20 | 2025-02-20
TS2.04 | SECURITY REFLECTED CEILING PLAN - LEVEL 01 - DINING | 2024-12-20 | 2025-02-20
TS2.05 | SECURITY REFLECTED CEILING PLAN - LEVEL 01 - FITNESS | 2024-12-20 | 2025-02-20
TS2.06 | SECURITY REFLECTED CEILING PLAN - LEVEL 01 - WELLNESS | 2024-12-20 | 2025-02-20
TS2.07 | SECURITY REFLECTED CEILING PLAN - LEVEL 02 - DINING | 2024-12-20 | 2025-02-20
TS2.08 | SECURITY REFLECTED CEILING PLAN - LEVEL 02 - WELLNESS | 2024-12-20 | 2025-02-20
TS3.00 | SECURITY DETAILS | 2024-12-20 | 2025-02-20
TS3.01 | SECURITY DETAILS | 2024-12-20 | 2025-02-20
TS3.02 | SECURITY DETAILS | 2024-12-20 | 2025-02-20
TS3.03 | SECURITY DETAILS | 2024-12-20 | 2025-02-20
TS4.00 | SECURITY SCHEDULES | 2024-12-20 | 2025-02-20
TS4.01 | SECURITY SCHEDULES | 2024-12-20 | 2025-02-20
TELECOM
TT0.00 | COMMUNICATIONS GENERAL NOTES & SYMBOLS - DOCK BAR | 2024-12-20 | 2025-02-20
TT1.01 | COMMUNICATIONS FLOOR PLAN - DOCK BAR | 2024-12-20 | 2025-02-20
TT2.01 | COMMUNICATIONS CEILING PLAN - DOCK BAR | 2024-12-20 | 2025-02-20
TT3.00 | COMMUNICATIONS DETAILS - DOCK BAR | 2024-12-20 | 2025-02-20
TT3.01 | COMMUNICATIONS DETAILS - DOCK BAR | 2025-02-07 | 2025-02-20
TT3.02 | COMMUNICATIONS DETAILS - DOCK BAR | 2025-02-07 | 2025-02-20
TT0.00 | COMMUNICATIONS GENERAL NOTES & SYMBOLS - SPA PODS | 2024-12-20 | 2025-02-20
TT1.01 | COMMUNICATIONS FLOOR PLAN - SPA PODS | 2024-12-20 | 2025-02-20
TT3.00 | COMMUNICATIONS DETAILS - SPA PODS | 2025-12-20 | 2025-02-20
TT3.01 | COMMUNICATIONS DETAILS - SPA PODS | 2025-02-07 | 2025-02-20
TT3.02 | COMMUNICATIONS DETAILS - SPA PODS | 2025-02-07 | 2025-02-20
TT0.00 | COMMUNICATIONS GENERAL NOTES & SYMBOLS | 2025-12-20 | 2025-02-20
TT1.01 | COMMUNICATIONS FLOOR PLAN - LEVEL 00 - DINING | 2025-02-07 | 2025-02-20
TT1.02 | COMMUNICATIONS FLOOR PLAN - LEVEL 00 - FITNESS | 2025-02-07 | 2025-02-20
TT1.03 | COMMUNICATIONS FLOOR PLAN - LEVEL 00 - WELLNESS | 2025-02-07 | 2025-02-20
TT1.04 | COMMUNICATIONS FLOOR PLAN - LEVEL 01 - DINING | 2024-12-20 | 2025-02-20
TT1.05 | COMMUNICATIONS FLOOR PLAN - LEVEL 01 - FITNESS | 2024-12-20 | 2025-02-20
TT1.06 | COMMUNICATIONS FLOOR PLAN - LEVEL 01 - WELLNESS | 2025-02-07 | 2025-02-20
TT1.07 | COMMUNICATIONS FLOOR PLAN - LEVEL 02 - DINING | 2024-12-20 | 2025-02-20
TT1.08 | COMMUNICATIONS FLOOR PLAN - LEVEL 02 - WELLNESS | 2024-12-20 | 2025-02-20
TT2.01 | COMMUNICATIONS REFLECTED CEILING PLAN - LEVEL 00 - DINING | 2024-12-20 | 2025-02-20
TT2.02 | COMMUNICATIONS REFLECTED CEILING PLAN - LEVEL 00 - FITNESS | 2024-12-20 | 2025-02-20
TT2.03 | COMMUNICATIONS REFLECTED CEILING PLAN - LEVEL 00 - WELLNESS | 2024-12-20 | 2025-02-20
TT2.04 | COMMUNICATIONS REFLECTED CEILING PLAN - LEVEL 01 - DINING | 2024-12-20 | 2025-02-20
TT2.05 | COMMUNICATIONS REFLECTED CEILING PLAN - LEVEL 01 - FITNESS | 2024-12-20 | 2025-02-20
TT2.06 | COMMUNICATIONS REFLECTED CEILING PLAN - LEVEL 01 - WELLNESS | 2024-12-20 | 2025-02-20
TT2.07 | COMMUNICATIONS REFLECTED CEILING PLAN - LEVEL 02 - DINING | 2024-12-20 | 2025-02-20
TT2.08 | COMMUNICATIONS REFLECTED CEILING PLAN - LEVEL 02 - WELLNESS | 2024-12-20 | 2025-02-20
TT3.00 | COMMUNICATIONS DETAILS | 2024-12-20 | 2025-02-20
TT3.01 | COMMUNICATIONS DETAILS | 2024-12-20 | 2025-02-20
TT3.02 | COMMUNICATIONS DETAILS | 2024-12-20 | 2025-02-20
TT3.03 | COMMUNICATIONS DETAILS | 2024-12-20 | 2025-02-20
ID DRAWINGS
I 5.00 | LEVEL 00 - WELLNESS FINISH PLAN | 2024-12-20 | 2025-01-06
I 5.01 | LEVEL 00 - WELLNESS KEY INTERIOR PLAN | 2024-12-20 | 2025-01-06
I 5.02 | LEVEL 00 - WELLNESS FURNITURE PLAN | 2024-12-20 | 2025-01-06
I 5.03 | LEVEL 00 - WELLNESS INTERIOR PLANS & ELEVATIONS | 2024-12-20 | 2025-01-06
I 5.04 | LEVEL 00 - WELLNESS INTERIOR PLANS & ELEVATIONS | 2024-12-20 | 2025-01-06
I 5.05 | LEVEL 00 - WELLNESS INTERIOR PLANS & ELEVATIONS | 2024-12-20 | 2025-01-06
I 5.06 | LEVEL 00 - WELLNESS INTERIOR PLANS & ELEVATIONS | 2024-12-20 | 2025-01-06
I 5.07 | LEVEL 00 - WELLNESS INTERIOR PLANS & ELEVATIONS | 2024-12-20 | 2025-01-06
I.5.08 | LEVEL 00 - WELLNESS INTERIOR PLANS & ELEVATIONS | 2024-12-20 | 2025-01-06
I 5.09 | LEVEL 00 - WELLNESS INTERIOR PLANS & ELEVATIONS | 2024-12-20 | 2025-01-06
I 5.10 | LEVEL 00 - WELLNESS INTERIOR PLANS & ELEVATIONS | 2024-12-20 | 2025-01-06
I 5.11 | LEVEL 00 - WELLNESS INTERIOR PLANS & ELEVATIONS | 2024-12-20 | 2025-01-06
I 5.12 | LEVEL 00 - WELLNESS INTERIOR PLANS & ELEVATIONS | 2024-12-20 | 2025-01-06
I 5.13 | LEVEL 00 - WELLNESS INTERIOR PLANS & ELEVATIONS | 2024-12-20 | 2025-01-06
I 5.14 | LEVEL 00 - OVERALL DINING ROOM FINISH PLAN | 2024-12-20 | 2025-01-06
I 5.15 | LEVEL 00 - DINING RM FINISH PLAN 01 | 2024-12-20 | 2025-01-06
I 5.16 | LEVEL 00 - DINING RM FINISH PLAN 02 | 2024-12-20 | 2025-01-06
I 5.17 | LEVEL 00 - OVERALL FITNESS FINISH PLAN | 2024-12-20 | 2025-01-06
I 5.18 | LEVEL 00 FITNESS FINISH PLAN 01 | 2024-12-20 | 2025-01-06
I 5.19 | LEVEL 00 - FITNESS FINISH PLAN 02 | 2024-12-20 | 2025-01-06
I 5.20 | LEVEL 01 WELLNESS OVERALL FINISH PLAN | 2024-12-20 | 2025-01-06
I 5.21 | LEVEL 01 WELLNESS OVERALL FINISH PLAN 01 | 2024-12-20 | 2025-01-06
I 5.22 | LEVEL 01 WELLNESS OVERALL FINISH PLAN 02 | 2024-12-20 | 2025-01-06
I 5.23 | LEVEL 01 WELLNESS OVERALL FINISH PLAN 03 | 2024-12-20 | 2025-01-06
I 5.24 | LEVEL 01 WELLNESS OVERALL FINISH PLAN 04 | 2024-12-20 | 2025-01-06
I 5.25 | LEVEL 01 DINING OVERALL FINISH PLAN | 2024-12-20 | 2025-01-06
I 5.26 | LEVEL 01 DINING ROOM FINISH PLAN 01 | 2024-12-20 | 2025-01-06
I 5.27 | LEVEL 01 DINING ROOM FINISH PLAN 02 | 2024-12-20 | 2025-01-06
I 5.28 | LEVEL 01 DINING ROOM FINISH PLAN 04 | 2024-12-20 | 2025-01-06
I 5.29 | LEVEL 01 DINING ROOM FINISH PLAN 05 | 2024-12-20 | 2025-01-06
I 5.30 | LEVEL 01 DINING ROOM FINISH PLAN 06 | 2024-12-20 | 2025-01-06
I 5.31 | LEVEL 01 FITNESS OVERALL FINISH PLAN | 2024-12-20 | 2025-01-06
I 5.32 | LEVEL 01 FITNESS FINISH PLAN 01 | 2024-12-20 | 2025-01-06
I 5.33 | LEVEL 01 FITNESS FINISH PLAN 02 | 2024-12-20 | 2025-01-06
I 5.34 | LEVEL 01 FITNESS OVERALL PLAN 03 | 2024-12-20 | 2025-01-06
I 5.35 | LEVEL 02 WELLNESS OVERALL FINISH PLAN | 2024-12-20 | 2025-01-06
I 5.36 | LEVEL 02 WELLNESS FINISH PLAN 01 | 2024-12-20 | 2025-01-06
I 5.37 | LEVEL 02 WELLNESS FINISH PLAN 02 | 2024-12-20 | 2025-01-06
I 5.38 | LEVEL 02 WELLNESS FINISH PLAN 03 | 2024-12-20 | 2025-01-06
I 5.39 | LEVEL 02 WELLNESS FINISH PLAN 04 | 2024-12-20 | 2025-01-06
I 5.40 | LEVEL 02 DINING OVERALL FINISH PLAN | 2024-12-20 | 2025-01-06
I 5.41 | LEVEL 02 DINING ROOM FINISH PLAN 01 | 2024-12-20 | 2025-01-06
I 5.42 | LEVEL 02 DINING ROOM FINISH PLAN 02 | 2024-12-20 | 2025-01-06
I 5.43 | LEVEL 02 DINING ROOM FINISH PLAN 05 | 2024-12-20 | 2025-01-06
I 5.44 | L01 DINING RM - L02 WELLNESS BOH INT. PLANS & ELEVATIONS | 2024-12-20 | 2025-01-06
I 5.45 | LEVEL 00 - WELLNESS BOH FINISH SCHEDULES AND SPECIFICATIONS | 2024-12-20 | 2025-01-06
I 5.46 | L01 DINING-L02 WELLNESS BOH SCHEDULES AND SPECIFICATIONS | 2024-12-20 | 2025-01-06
I 5.47 | WELLNESS FINISH SCHEDULES | 2024-12-20 | 2025-01-06
I 5.48 | DINING FINISH SCHEDULES | 2024-12-20 | 2025-01-06
I 5.49 | FITNESS FINISH SCHEDULES | 2024-12-20 | 2025-01-06
I 9.00 | INTERIOR DETAILS - MILLWORK | 2024-12-20 | 2025-01-06
I 9.01 | INTERIOR DETAILS - MILLWORK | 2024-12-20 | 2025-01-06
I 9.02 | INTERIOR DETAILS - MILLWORK | 2024-12-20 | 2025-01-06
I 9.03 | INTERIOR DETAILS - MILLWORK | 2024-12-20 | 2025-01-06
I 9.04 | INTERIOR DETAILS - MILLWORK | 2024-12-20 | 2025-01-06
I 9.05 | INTERIOR DETAILS - MILLWORK | 2024-12-20 | 2025-01-06
I 9.06 | INTERIOR DETAILS | 2024-12-20 | 2025-01-06
ID-000 | COVERSHEET | 2024-11-22 | 2025-02-20
ID-002 | GENERAL NOTES | 2024-11-22 | 2025-02-20
ID-1.01 | LEVEL 00 KEY PLAN | 2024-11-22 | 2025-02-20
ID-1.02 | LEVEL 01 KEY PLAN | 2024-11-22 | 2025-02-20
ID-1.03 | LEVEL 02 KEY PLAN | 2024-11-22 | 2025-02-20
ID-1.11 | LEVEL 00 DINING FLOOR PLAN | 2024-11-22 | 2025-02-20
ID-1.12 | LEVEL 01 DINING FLOOR PLAN | 2024-11-22 | 2025-02-20
ID-1.13 | LEVEL 02 DINING FLOOR PLAN | 2024-11-22 | 2025-02-20
ID-1.14 | LEVEL 01 FITNESS FLOOR PLAN | 2024-11-22 | 2025-02-20
ID-1.15 | LEVEL 01 POOL FLOOR PLAN | 2024-11-22 | 2025-02-20
ID-1.17 | LEVEL 01 SPA FLOOR PLAN | 2024-11-22 | 2025-02-20
ID-1.18 | LEVEL 02 SPA FLOOR PLAN | 2024-11-22 | 2025-02-20
ID-2.11 | LEVEL 00 DINING RCP | 2024-11-22 | 2025-02-20
ID-2.12 | LEVEL 01 DINING RCP | 2024-11-22 | 2025-02-20
ID-2.13 | LEVEL 02 DINING RCP | 2024-11-22 | 2025-02-20
ID-2.14 | LEVEL 01 FITNESS RCP | 2024-11-22 | 2025-02-20
ID-2.15 | LEVEL 01 SPA RCP | 2024-11-22 | 2025-02-20
ID-2.16 | LEVEL 02 SPA RCP | 2024-11-22 | 2025-02-20
ID-3.11 | LEVEL 00 DINING FINISH PLAN | 2024-11-22 | 2025-02-20
ID-3.11A | LEVEL 00 DINING RM FINISH PLAN 01 | 2025-01-24 | 2025-02-20
ID-3.11B | LEVEL 00 DINING RM FINISH PLAN 02 | 2025-01-24 | 2025-02-20
ID-3.12 | LEVEL 01 DINING FINISH PLAN | 2024-11-22 | 2025-02-20
ID-3.12A | LEVEL 01 DINING FINISH PLAN 01 | 2025-01-24 | 2025-02-20
ID-3.12B | LEVEL 01 DINING FINISH PLAN 02 | 2025-01-24 | 2025-02-20
ID-3.12C | LEVEL 01 DINING FINISH PLAN 04 | 2025-01-24 | 2025-02-20
ID-3.12D | LEVEL 01 DINING FINISH PLAN 05 | 2025-01-24 | 2025-02-20
ID-3.12E | LEVEL 01 DINING FINISH PLAN 06 | 2025-01-24 | 2025-02-20
ID-3.13 | LEVEL 02 DINING FINISH PLAN | 2024-11-22 | 2025-02-20
ID-3.13A | LEVEL 02 DINING ROOM FINISH PLAN 01 | 2025-01-24 | 2025-02-20
ID-3.13B | LEVEL 02 DINING ROOM FINISH PLAN 02 | 2025-01-24 | 2025-02-20
ID-3.13C | LEVEL 02 DINING ROOM FINISH PLAN 03 | 2025-01-24 | 2025-02-20
ID-3.14 | LEVEL 00 OVERALL FITNESS FINISH PLAN | 2025-01-24 | 2025-02-20
ID-3.14A | LEVEL 00 OVERALL FITNESS FINISH PLAN 01 | 2025-01-24 | 2025-02-20
ID-3.14B | LEVEL 00 OVERALL FITNESS FINISH PLAN 02 | 2025-01-24 | 2025-02-20
ID-3.15 | LEVEL 01 FITNESS FINISH PLAN | 2024-11-22 | 2025-02-20
ID-3.15A | LEVEL 01 FITNESS FINISH PLAN 01 | 2025-01-24 | 2025-02-20
ID-3.15B | LEVEL 01 FITNESS FINISH PLAN 02 | 2025-01-24 | 2025-02-20
ID-3.15C | LEVEL 01 FITNESS FINISH PLAN 03 | 2025-01-24 | 2025-02-20
ID-3.16 | LEVEL 00 - SPA FINISH PLAN | 2025-01-24 | 2025-02-20
ID-3.16A | LEVEL 00 - SPA KEY INTERIOR PLAN | 2025-01-24 | 2025-02-20
ID-3.16B | LEVEL 00 - SPA FURNITURE PLAN | 2025-01-24 | 2025-02-20
ID-3.17 | LEVEL 01 SPA FINISH PLAN | 2024-11-22 | 2025-02-20
ID-3.17A | LEVEL 01 SPA FINISH PLAN 01 | 2025-01-24 | 2025-02-20
ID-3.17B | LEVEL 01 SPA FINISH PLAN 02 | 2025-01-24 | 2025-02-20
ID-3.17C | LEVEL 01 SPA FINISH PLAN 03 | 2025-01-24 | 2025-02-20
ID-3.17D | LEVEL 01 SPA FINISH PLAN 04 | 2025-01-24 | 2025-02-20
ID-3.18 | LEVEL 02 SPA FINISH PLAN | 2024-11-22 | 2025-02-20
ID-3.18A | LEVEL 02 SPA FINISH PLAN 01 | 2025-01-24 | 2025-02-20
ID-3.18B | LEVEL 02 SPA FINISH PLAN 02 | 2025-01-24 | 2025-02-20
ID-3.18C | LEVEL 02 SPA FINISH PLAN 03 | 2025-01-24 | 2025-02-20
ID-4.11 | LEVEL 00 - DINING FURNITURE & POWER PLAN | 2024-11-22 | 2025-02-20
ID-4.12 | LEVEL 01 DINING FURNITURE & POWER PLAN | 2024-11-22 | 2025-02-20
ID-4.13 | LEVEL 02 DINING FURNITURE & POWER PLAN | 2024-11-22 | 2025-02-20
ID-4.14 | LEVEL 01 FITNESS FURNITURE & POWER PLAN | 2024-11-22 | 2025-02-20
ID-4.15 | LEVEL 01 POOL FURNITURE & POWER PLAN | 2024-11-22 | 2025-02-20
ID-4.16 | LEVEL 01 SPA FURNITURE & POWER PLAN | 2024-11-22 | 2025-02-20
ID-4.17 | LEVEL 02 SPA FURNITURE & POWER PLAN | 2024-11-22 | 2025-02-20
ID-5.01 | L00 DINING INTERIOR ELEVATIONS | 2024-11-22 | 2025-02-20
ID-5.02 | L00 DINING INTERIOR ELEVATIONS | 2024-11-22 | 2025-02-20
ID-5.03 | L00 DINING ENLARGED PLAN & INTERIOR ELEVATIONS | 2024-11-22 | 2025-02-20
ID-5.04 | L00 DINING INTERIOR ELEVATIONS | 2024-11-22 | 2025-02-20
ID-5.05 | L01 DINING INTERIOR ELEVATIONS | 2024-11-22 | 2025-02-20
ID-5.06 | L01 DINING INTERIOR ELEVATIONS | 2024-11-22 | 2025-02-20
ID-5.07 | L01 DINING INTERIOR ELEVATIONS | 2024-11-22 | 2025-02-20
ID-5.08 | L01 DINING ENLARGED PLAN & INTERIOR ELEVATIONS | 2024-11-22 | 2025-02-20
ID-5.09 | L01 DINING INTERIOR ELEVATIONS | 2024-11-22 | 2025-02-20
ID-5.10 | L01 DINING INTERIOR ELEVATIONS | 2024-11-22 | 2025-02-20
ID-5.11 | L02 DINING INTERIOR ELEVATIONS | 2024-11-22 | 2025-02-20
ID-5.12 | L02 DINING ENLARGED PLAN & INTERIOR ELEVATIONS | 2024-11-22 | 2025-02-20
ID-5.13 | L02 DINING INTERIOR ELEVATIONS | 2024-11-22 | 2025-02-20
ID-5.14 | L01 DINING RM ENLARGED PLAN & ELEVATIONS | 2025-01-24 | 2025-02-20
ID-5.20 | L01 FITNESS INTERIOR ELEVATIONS | 2024-11-22 | 2025-02-20
ID-5.21 | L01 FITNESS INTERIOR ELEVATIONS | 2024-11-22 | 2025-02-20
ID-5.22 | L01 FITNESS INTERIOR ELEVATIONS | 2024-11-22 | 2025-02-20
ID-5.23 | L01 FITNESS INTERIOR ELEVATIONS | 2024-11-22 | 2025-02-20
ID-5.224 | L01 FITNESS ENLARGED PLAN & INTERIOR ELEVATIONS | 2024-11-22 | 2025-02-20
ID-5.25 | LEVEL 00 - SPA INTERIOR PLANS & ELEVATIONS | 2025-01-24 | 2025-02-20
ID-5.26 | LEVEL 00 - SPA INTERIOR PLANS & ELEVATIONS | 2025-01-24 | 2025-02-20
ID-5.27 | LEVEL 00 - SPA INTERIOR PLANS & ELEVATIONS | 2025-01-24 | 2025-02-20
ID-5.28 | LEVEL 00 - SPA INTERIOR PLANS & ELEVATIONS | 2025-01-24 | 2025-02-20
ID-5.29 | LEVEL 00 - SPA INTERIOR PLANS & ELEVATIONS | 2025-01-24 | 2025-02-20
ID-5.30 | LEVEL 00 - SPA INTERIOR PLANS & ELEVATIONS | 2025-01-24 | 2025-02-20
ID-5.31 | LEVEL 00 - SPA INTERIOR PLANS & ELEVATIONS | 2025-01-24 | 2025-02-20
ID-5.32 | LEVEL 00 - SPA INTERIOR PLANS & ELEVATIONS | 2025-01-24 | 2025-02-20
ID-5.33 | LEVEL 00 - SPA INTERIOR PLANS & ELEVATIONS | 2025-01-24 | 2025-02-20
ID-5.34 | LEVEL 00 - SPA INTERIOR PLANS & ELEVATIONS | 2025-01-24 | 2025-02-20
ID-5.35 | LEVEL 00 - SPA INTERIOR PLANS & ELEVATIONS | 2025-01-24 | 2025-02-20
ID-5.36 | LEVEL 00 - SPA BOH FINISH SCHEDULES AND SPECIFICATIONS | 2025-01-24 | 2025-02-20
ID-5.37 | L01 DINING BOH SCHEDULES & SPECIFICATIONS | 2025-01-24 | 2025-02-20
ID-5.38 | DINING FINISH SCHEDULES | 2025-01-24 | 2025-02-20
ID-5.39 | FITNESS FINISH SCHEDULES | 2025-01-24 | 2025-02-20
ID-5.40 | WELLNESS FINISH SCHEDULES | 2025-01-24 | 2025-02-20
ID-5.41 | ARCHITECTURAL FINISHES REPORT | 2025-01-24 | 2025-02-20
ID-5.42 | ARCHITECTURAL FINISHES REPORT | 2025-01-24 | 2025-02-20
ID-5.43 | ARCHITECTURAL FINISHES REPORT | 2025-01-24 | 2025-02-20
ID-5.44 | ARCHITECTURAL FINISHES REPORT | 2025-01-24 | 2025-02-20
ID-5.45 | ARCHITECTURAL FINISHES REPORT | 2025-01-24 | 2025-02-20
ID-5.46 | ARCHITECTURAL FINISHES REPORT | 2025-01-24 | 2025-02-20
ID-5.47 | ARCHITECTURAL FINISHES REPORT | 2025-01-24 | 2025-02-20
ID-5.48 | ARCHITECTURAL FINISHES REPORT | 2025-01-24 | 2025-02-20
ID-5.49 | ARCHITECTURAL FINISHES REPORT | 2025-01-24 | 2025-02-20
ID-5.50 | ARCHITECTURAL FINISHES REPORT | 2025-01-24 | 2025-02-20
ID-5.51 | ARCHITECTURAL FINISHES REPORT | 2025-01-24 | 2025-02-20
ID-5.52 | ARCHITECTURAL FINISHES REPORT | 2025-01-24 | 2025-02-20
ID-5.53 | ARCHITECTURAL FINISHES REPORT | 2025-01-24 | 2025-02-20
ID-5.54 | ARCHITECTURAL FINISHES REPORT | 2025-01-24 | 2025-02-20
ID-5.55 | ARCHITECTURAL FINISHES REPORT | 2025-01-24 | 2025-02-20
ID-5.56 | ARCHITECTURAL FINISHES REPORT | 2025-01-24 | 2025-02-20
ID-5.57 | L01 SPA ENLARGED PLAN & INTERIOR ELEVATONS | 2024-11-22 | 2025-02-20
ID-5.58 | L01 SPA INTERIOR ELEVATIONS | 2024-11-22 | 2025-02-20
IT-5.59 | L01 SPA INTERIOR ELEVATIONS | 2024-11-22 | 2025-02-20
ID-5.60 | L01 SPA ENLARGED PLAN & INTERIOR ELEVATONS | 2024-11-22 | 2025-02-20
ID-5.61 | L01 SPA ENLARGED PLAN & INTERIOR ELEVATONS | 2024-11-22 | 2025-02-20
ID-5.62 | L01 SPA INTERIOR ELEVATIONS | 2024-11-22 | 2025-02-20
ID-5.63 | L01 SPA ENLARGED PLAN & INTERIOR ELEVATONS | 2024-11-22 | 2025-02-20
ID-5.64 | L01 SPA INTERIOR ELEVATIONS | 2024-11-22 | 2025-02-20
ID-5.65 | L01 SPA INTERIOR ELEVATIONS | 2024-11-22 | 2025-02-20
ID-5.66 | L01 SPA ENLARGED PLAN & INTERIOR ELEVATONS | 2024-11-22 | 2025-02-20
ID-5.67 | L01 SPA INTERIOR ELEVATIONS | 2024-11-22 | 2025-02-20
ID-5.68 | L01 SPA INTERIOR ELEVATIONS | 2024-11-22 | 2025-02-20
ID-5.68 | L02 SPA INTERIOR ELEVATIONS | 2025-01-24 | 2025-02-20
ID-5.69 | L01 SPA INTERIOR ELEVATIONS | 2024-11-22 | 2025-02-20
ID-5.70 | L01 SPA INTERIOR ELEVATIONS | 2024-11-22 | 2025-02-20
ID-5.71 | L01 SPA INTERIOR ELEVATIONS | 2024-11-22 | 2025-02-20
ID-5.72 | L01 SPA INTERIOR ELEVATIONS | 2024-11-22 | 2025-02-20
ID-5.73 | L01 SPA INTERIOR ELEVATIONS | 2024-11-22 | 2025-02-20
ID-5.74 | L01 POOL RESTRM ENLARGED PLAN & INTERIOR ELEVATIONS | 2024-11-22 | 2025-02-20
IT-5.75 | L01 POOL RESTRM INTERIOR ELEVATIONS | 2024-11-22 | 2025-02-20
ID-5.76 | L01 POOL RESTRM INTERIOR ELEVATIONS | 2024-11-22 | 2025-02-20
ID-5.77 | L01 POOL RESTRM INTERIOR ELEVATIONS | 2024-11-22 | 2025-02-20
ID-5.78 | L02 SPA ENLARGED PLAN | 2024-11-22 | 2025-02-20
ID-5.79 | L02 SPA INTERIOR ELEVATIONS | 2024-11-22 | 2025-02-20
ID-5.80 | L02 SPA INTERIOR ELEVATIONS | 2024-11-22 | 2025-02-20
ID-5.81 | L02 SPA INTERIOR ELEVATIONS | 2024-11-22 | 2025-02-20
ID-5.82 | L02 SPA INTERIOR ELEVATIONS | 2024-11-22 | 2025-02-20
ID-5.83 | L02 SPA ENLARGED PLAN & INTERIOR ELEVATIONS | 2024-11-22 | 2025-02-20
ID-5.84 | L02 SPA ENLARGED FLOOR PLAN | 2024-11-22 | 2025-02-20
ID-5.85 | L02 SPA INTERIOR FLOOR PLAN | 2024-11-22 | 2025-02-20
ID-5.86 | L02 SPA INTERIOR FLOOR PLAN | 2024-11-22 | 2025-02-20
ID-5.87 | L02 SPA INTERIOR FLOOR PLAN | 2024-11-22 | 2025-02-20
ID-5.88 | L02 SPA INTERIOR FLOOR PLAN | 2024-11-22 | 2025-02-20
IT-5.89 | L02 SPA INTERIOR FLOOR PLAN | 2024-11-22 | 2025-02-20
IT-5.90 | L02 SPA INTERIOR FLOOR PLAN | 2024-11-22 | 2025-02-20
ID-6.00 | FLOOR/BASE DETAILS | 2025-01-24 | 2025-02-20
ID-6.01 | FLOOR DETAILS | 2024-11-22 | 2025-02-20
ID-6.02 | FLOOR DETAILS | 2024-11-22 | 2025-02-20
IT-6.03 | FLOOR DETAILS | 2024-11-22 | 2025-02-20
ID-6.04 | FLOOR DETAILS | 2024-11-22 | 2025-02-20
ID-6.05 | DINING CEILING DETAILS | 2024-11-22 | 2025-02-20
ID-6.06 | DINING CEILING DETAILS | 2024-11-22 | 2025-02-20
ID-6.07 | L01 FITNESS CEILING DETAILS | 2024-11-22 | 2025-02-20
ID-6.08 | L01 & L02 SPA CEILING DETAILS | 2024-11-22 | 2025-02-20
ID-6.15 | WALL DETAILS TYPICAL | 2024-11-22 | 2025-02-20
ID-6.16 | L00 DINING WALL DETAILS | 2024-11-22 | 2025-02-20
ID-6.17 | L00 DINING WALL DETAILS | 2024-11-22 | 2025-02-20
ID-6.18 | L01 DINING WALL DETAILS | 2024-11-22 | 2025-02-20
ID-6.19 | L01 FITNESS WALL DETAILS | 2024-11-22 | 2025-02-20
ID-6.20 | L01 SPA WALL DETAILS | 2024-11-22 | 2025-02-20
ID-6.21 | L01 SPA WALL DETAILS | 2024-11-22 | 2025-02-20
ID-6.30 | L00 DINING MILLWORK DETAILS KIDS | 2024-11-22 | 2025-02-20
ID-6.31 | L00 DINING MILLWORK DETAILS KIDS & RESTRM | 2024-11-22 | 2025-02-20
ID-6.32 | L00 DINING MILLWORK DETAILS SPEAKEASY | 2024-11-22 | 2025-02-20
ID-6.33 | L00 DINING MILLWORK DETAILS SPEAKEASY | 2024-11-22 | 2025-02-20
ID-6.34 | L00 DINING MILLWORK DETAILS SPEAKEASY | 2024-11-22 | 2025-02-20
ID-6.35 | L01 DINING MILLWORK DETAILS | 2024-11-22 | 2025-02-20
ID-6.36 | L01 DINING MILLWORK DETAILS | 2024-11-22 | 2025-02-20
ID-6.37 | L01 DINING MILLWORK DETAILS | 2024-11-22 | 2025-02-20
ID-6.38 | L01 DINING MILLWORK DETAILS | 2024-11-22 | 2025-02-20
ID-6.39 | L01 DINING MILLWORK DETAILS | 2024-11-22 | 2025-02-20
ID-6.40 | L01 DINING MILLWORK DETAILS | 2024-11-22 | 2025-02-20
ID-6.41 | L01 DINING MILLWORK DETAILS | 2024-11-22 | 2025-02-20
ID-6.42 | L01 DINING MILLWORK DETAILS WINE RM | 2024-11-22 | 2025-02-20
ID-6.43 | L01 DINING MILLWORK DETAILS | 2024-11-22 | 2025-02-20
ID-6.44 | L02 DINING MILLWORK DETAILS SKYBAR | 2024-11-22 | 2025-02-20
ID-6.45 | L02 DINING MILLWORK DETAILS SKYBAR | 2024-11-22 | 2025-02-20
ID-6.46 | L02 DINING MILLWORK DETAILS | 2024-11-22 | 2025-02-20
ID-6.50 | L01 FITNESS MILLWORK DETAILS JUICE BAR | 2024-11-22 | 2025-02-20
ID-6.51 | L01 FITNESS MILLWORK DETAILS JUICE BAR | 2024-11-22 | 2025-02-20
ID-6.52 | L01 FITNESS MILLWORK DETAILS | 2024-11-22 | 2025-02-20
ID-6.53 | L01 FITNESS MILLWORK DETAILS | 2024-11-22 | 2025-02-20
ID-6.54 | L00 SPA MILLWORK SECTIONS-STAFF KITCHEN | 2025-01-24 | 2025-02-20
ID-6.55 | L00 SPA MILLWORK SECTIONS-STAFF KITCHEN | 2025-01-24 | 2025-02-20
ID-6.56 | L00 SPA MILLWORK SECTIONS-SHOE REPAIR | 2025-01-24 | 2025-02-20
ID-6.57 | L00 SPA MILLWORK SECTIONS-RESTROOMS | 2025-01-24 | 2025-02-20
ID-6.58 | L00 SPA MILLWORK SECTIONS - CART BARN | 2025-01-24 | 2025-02-20
ID-6.59 | L00 SPA MILLWORK SECTIONS - CART BARN | 2025-01-24 | 2025-02-20
ID-6.60.1 | L01 SPA MILLWORK DETAILS RETAIL | 2024-11-22 | 2025-02-20
ID-6.60.2 | L01 SPA MILLWORK DETAILS RETAIL | 2024-11-22 | 2025-02-20
ID-6.60.3 | L01 SPA MILLWORK DETAILS RETAIL | 2024-11-22 | 2025-02-20
ID-6.61.1 | L01 SPA MILLWORK DETAILS MENS BAR | 2024-11-22 | 2025-02-20
ID-6.61.2 | L01 SPA MILLWORK DETAILS MENS BAR | 2024-11-22 | 2025-02-20
ID-6.61.3 | L01 SPA MILLWORK DETAILS MENS BAR | 2024-11-22 | 2025-02-20
ID-6.61.4 | L01 SPA MILLWORK DETAILS MENS TV UNIT | 2024-11-22 | 2025-02-20
ID-6.62.0 | L01 SPA MILLWORK DETAILS MENS ELEVATIONS | 2024-11-22 | 2025-02-20
ID-6.63.1 | L01 SPA MILLWORK DETAILS WOMENS BAR | 2024-11-22 | 2025-02-20
ID-6.63.2 | L01 SPA MILLWORK DETAILS WOMENS BAR | 2024-11-22 | 2025-02-20
ID-6.63.3 | L01 SPA MILLWORK DETAILS WOMENS BAR | 2024-11-22 | 2025-02-20
ID-6.63.4 | L01 SPA MILLWORK DETAILS WOMENS TV UNIT | 2024-11-22 | 2025-02-20
ID-6.64 | L01 SPA MILLWORK DETAILS WOMENS ELEVATIONS | 2024-11-22 | 2025-02-20
ID-6.65 | L01 SPA MILLWORK DETAILS LOCKERS | 2024-11-22 | 2025-02-20
ID-6.66 | L01 SPA SECTIONS STEAM/SAUNA | 2024-11-22 | 2025-02-20
ID-6.67.1 | L01 SPA DETAILS THERMAL | 2024-11-22 | 2025-02-20
ID-6.67.2 | L01 SPA DETAILS THERMAL | 2024-11-22 | 2025-02-20
ID-6.68.1 | L01 SPA MILLWORK DETAILS COMFORT STATION | 2024-11-22 | 2025-02-20
ID-6.68.2 | L01 SPA MILLWORK DETAILS COMFORT STATION | 2024-11-22 | 2025-02-20
ID-6.69.1 | L01 SPA MILLWORK DETAILS ELEVATIONS | 2024-11-22 | 2025-02-20
ID-6.69.2 | L01 SPA MILLWORK DETAILS SECTIONS | 2024-11-22 | 2025-02-20
ID-6.69.3 | L01 SPA MILLWORK DETAILS SECTIONS | 2024-11-22 | 2025-02-20
ID-6.69.4 | L01 SPA MILLWORK DETAILS SECTIONS | 2024-11-22 | 2025-02-20
ID-6.69.5 | L01 SPA MILLWORK DETAILS SECTIONS | 2024-11-22 | 2025-02-20
ID-6.69.6 | L01 SPA MILLWORK DETAILS SECTIONS | 2024-11-22 | 2025-02-20
ID-6.69.7 | L01 SPA MILLWORK DETAILS SECTIONS | 2024-11-22 | 2025-02-20
ID-6.70 | L01 SPA MILLWORK DETAILS BARBER | 2024-11-22 | 2025-02-20
ID-6.71.1 | L01 SPA MILLWORK DETAILS SALON | 2024-11-22 | 2025-02-20
ID-7.71.2 | L01 SPA MILLWORK DETAILS SALON | 2024-11-22 | 2025-02-20
ID-6.71.3 | L01 SPA MILLWORK DETAILS SALON | 2024-11-22 | 2025-02-20
ID-6.72.1 | L01 SPA MILLWORK DETAILS POOL RESTROOM ELEVATIONS | 2024-11-22 | 2025-02-20
ID-6.72.2 | L01 SPA MILLWORK DETAILS POOL RESTROOM | 2024-11-22 | 2025-02-20
ID-6.72.3 | L01 SPA MILLWORK DETAILS POOL RESTROOM | 2024-11-22 | 2025-02-20
ID6.73.1 | L02 SPA SECTIONS HAMMAM | 2024-11-22 | 2025-02-20
ID-6.73.2 | L02 SPA MILLWORK DETAILS ELEVATIONS | 2024-11-22 | 2025-02-20
ID-6.73.3 | L02 SPA MILLWORK SECTIONS | 2024-11-22 | 2025-02-20
ID-6.73.4 | L02 SPA MILLWORK SECTIONS | 2024-11-22 | 2025-02-20
ID-6.74 | L02 SPA MILLWORK ELEVATIONS/DETAILS | 2024-11-22 | 2025-02-20
ID-6.75.1 | L02 SPA MILLWORK ELEVATIONS | 2024-11-22 | 2025-02-20
ID-6.75.2 | L02 SPA MILLWORK SECTIONS | 2024-11-22 | 2025-02-20
ID-6.75.3 | L02 SPA MILLWORK SECTIONS | 2024-11-22 | 2025-02-20
ID-6.76.1 | L02 SPA MILLWORK ELEVATIONS | 2024-11-22 | 2025-02-20
ID-6.76.2 | L02 SPA MILLWORK SECTIONS | 2024-11-22 | 2025-02-20
ID-6.80 | TYPICAL MILLWORK DETAILS | 2024-11-22 | 2025-02-20
ID-6.90 | ELEVATOR CAB DETAILS | 2024-11-22 | 2025-02-20
ID-7.01 | DOOR DETAILS | 2024-11-22 | 2025-02-20
ID-7.02 | DOOR JAMB DETAILS | 2024-11-22 | 2025-02-20
ID-7.03 | DOOR JAMB DETAILS | 2024-11-22 | 2025-02-20
ID-7.04 | DOOR JAMB DETAILS | 2024-11-22 | 2025-02-20
SPA
1 | DRAWING ISSUE REGISTER | 2024-12-20 | 2025-01-06
10 | DRAWING PACKAGE NOTES | 2024-12-20 | 2025-01-06
11 | TYPICAL DETAILS - WOODEN CABIN 1 | 2024-12-20 | 2025-01-06
12 | TYPICAL DETAILS - WOODEN CABIN 2 | 2024-12-20 | 2025-01-06
13 | TYPICAL DETAILS - WOODEN CABIN 3 | 2024-12-20 | 2025-01-06
14 | TYPICAL DETAILS - WOODEN CABIN 4 | 2024-12-20 | 2025-01-06
15 | TYPICAL DETAILS - LUX CABIN 1 | 2024-12-20 | 2025-01-06
16 | TYPICAL DETAILS - LUX CABIN 2 | 2024-12-20 | 2025-01-06
17 | TYPICAL DETAILS - LUX CABIN 3 | 2024-12-20 | 2025-01-06
19 | TYPICAL DETAILS - SNOW ROOM | 2024-12-20 | 2025-01-06
21 | GENERAL ARRANGEMENT PLAN - LEVEL 01 | 2024-12-20 | 2025-01-06
22 | GENERAL ARRANGEMENT PLAN - LEVEL 01 ENLARGED PLANS | 2024-12-20 | 2025-01-06
23 | GENERAL ARRANGEMENT PLAN - LEVEL 02 | 2024-12-20 | 2025-01-06
24 | GENERAL ARRANGEMENT PLAN - LEVEL 02 ENLARGED PLANS | 2024-12-20 | 2025-01-06
41 | PLUMBING & MECHANICAL PLAN - LEVEL 01 ENLARGED | 2024-12-20 | 2025-01-06
42 | PLUMBING & MECHANICAL PLAN - LEVEL 02 ENLARGED | 2024-12-20 | 2025-01-06
51 | ELECTRICAL PLAN - THERMAL AREA 01 | 2024-12-20 | 2025-01-06
52 | ELECTRICAL PLAN - THERMAL AREA 02 | 2024-12-20 | 2025-01-06
53 | ELECTRICAL PLAN - LEVEL 02 ENLARGED | 2024-12-20 | 2025-01-06
61 | LEVEL 01 DRAIN PLAN | 2024-12-20 | 2025-01-06
62 | LEVEL 02 DRAIN PLAN | 2024-12-20 | 2025-01-06
71 | SLAB DEPRESSION PLAN - LEVEL 02 | 2024-12-20 | 2025-01-06
521 | MEP TABLE - MECHANICAL | 2024-12-20 | 2025-01-06
541 | MEP TABLE - ELECTRICAL | 2024-12-20 | 2025-01-06
561 | MEP TABLE - PLUMBING | 2024-12-20 | 2025-01-06
1031 | SAUNA - THERMAL AREA 01 PLANS | 2024-12-20 | 2025-01-06
1101 | SAUNA - THERMAL AREA 01 SECTIONS | 2024-12-20 | 2025-01-06
1201 | SAUNA - THERMAL AREA 01 DETAILS | 2024-12-20 | 2025-01-06
2031 | SAUNA - THERMAL AREA 02 PLANS | 2024-12-20 | 2025-01-06
2101 | SAUNA - THERMAL AREA 02 SECTIONS | 2024-12-20 | 2025-01-06
2201 | SAUNA - THERMAL AREA 02 DETAILS | 2024-12-20 | 2025-01-06
3031 | INFRA RED SAUNA - THERMAL AREA 03 PLANS | 2024-12-20 | 2025-01-06
3101 | INFRA RED SAUNA - THERMAL AREA 03 SECTIONS | 2024-12-20 | 2025-01-06
3201 | INFRA RED SAUNA - THERMAL AREA 03 DETAILS | 2024-12-20 | 2025-01-06
10031 | STEAM ROOM - THERMAL AREA 01 PLANS | 2024-12-20 | 2025-01-06
10101 | STEAM ROOM - THERMAL AREA 01 SECTIONS | 2024-12-20 | 2025-01-06
10201 | STEAM ROOM - THERMAL AREA 01 DETAILS | 2024-12-20 | 2025-01-06
11031 | STEAM ROOM - THERMAL AREA 02 PLANS | 2024-12-20 | 2025-01-06
11101 | STEAM ROOM - THERMAL AREA 02 SECTIONS | 2024-12-20 | 2025-01-06
11201 | STEAM ROOM - THERMAL AREA 02 DETAILS | 2024-12-20 | 2025-01-06
12031 | STEAM ROOM - THERMAL AREA 03 PLANS | 2024-12-20 | 2025-01-06
12101 | HAMMAM - THERMAL AREA 03 SECTIONS | 2024-12-20 | 2025-01-06
12201 | HAMMAM DETAILS | 2024-12-20 | 2025-01-06
40031 | SNOW ROOM - THERMAL AREA 03 PLANS | 2024-12-20 | 2025-01-06
40101 | SNOW ROOM - THERMAL AREA 03 SECTIONS | 2024-12-20 | 2025-01-06
40201 | SNOW ROOM DETAILS | 2024-12-20 | 2025-01-06
70201 | MECHANICAL ROOM - THERMAL AREA 01 DETAILS | 2024-12-20 | 2025-01-06
71201 | MECHANICAL ROOM - THERMAL AREA 02 DETAILS | 2024-12-20 | 2025-01-06
POOL
W0.001 | GENERAL NOTES & LEGENDS | 2024-12-20 | 2025-01-06
W0.002 | GENERAL NOTES & LEGENDS | 2024-12-20 | 2025-01-06
W1.000 | OVERALL SITE - EQUIPMENT ID & UTILITY CONNECTIONS | 2024-12-20 | 2025-01-06
W1.001 | PARTIAL SITE 1 - EQUIPMENT ID & UTILITY CONNECTIONS | 2024-12-20 | 2025-01-06
W1.002 | PARTIAL SITE 2 - EQUIPMENT ID & UTILITY CONNECTIONS | 2024-12-20 | 2025-01-06
W1.003 | PARTIAL SITE 3 - EQUIPMENT ID & UTILITY CONNECTIONS | 2024-12-20 | 2025-01-06
W1.004 | PARTIAL SITE 4 - EQUIPMENT ID & UTILITY CONNECTIONS | 2024-12-20 | 2025-01-06
W1.005 | PARTIAL SITE 5 - EQUIPMENT ID & UTILITY CONNECTIONS | 2024-12-20 | 2025-01-06
W2.000 | LAP POOL EQUIPMENT ID | 2024-12-20 | 2025-01-06
W2.010 | LAP POOL DIMENSIONS | 2024-12-20 | 2025-01-06
W2.020 | LAP POOL TANK (STRUCTURE) | 2024-12-20 | 2025-01-06
W2.021 | LAP POOL TANK (HYDRAULIC) | 2024-12-20 | 2025-01-06
W2.030 | LAP POOL SECTIONS | 2024-12-20 | 2025-01-06
W2.041 | LAP POOL GRAVITY PIPING | 2024-12-20 | 2025-01-06
W2.042 | LAP POOL FILTER PIPING | 2024-12-20 | 2025-01-06
W2.050 | SPA EQUIPMENT ID, DIMENSIONS & SECTIONS | 2024-12-20 | 2025-01-06
W2.091 | SPA PIPING | 2024-12-20 | 2025-01-06
W2.100 | CASCADING WATER FEATURE EQUIPMENT ID | 2024-12-20 | 2025-01-06
W2.110 | CASCADING WATER FEATURE DIMENSIONS | 2024-12-20 | 2025-01-06
W2.120 | CASCADING WATER FEATURE SECTIONS | 2024-12-20 | 2025-01-06
W2.121 | CASCADING WATER FEATURE SECTIONS | 2024-12-20 | 2025-01-06
W2.150 | MEN'S HOT & COLD SPA EQUIPMENT ID | 2024-12-20 | 2025-01-06
W2.160 | MEN'S HOT SPA TANK | 2024-12-20 | 2025-01-06
W2.161 | MEN'S COLD SPA TANK | 2024-12-20 | 2025-01-06
W2.200 | WOMEN'S HOT & COLD SPA EQUPMENT ID | 2024-12-20 | 2025-01-06
W2.210 | WOMEN'S HOT SPA TANK | 2024-12-20 | 2025-01-06
W2.211 | WOMEN'S COLD SPA TANK | 2024-12-20 | 2025-01-06
W2.300 | WATER GARDEN EQUIPMENT ID | 2024-12-20 | 2025-01-06
W2.310 | WATER GARDEN DIMENSIONS | 2024-12-20 | 2025-01-06
W2.320 | WATER GARDEN SECTIONS | 2024-12-20 | 2025-01-06
W2.350 | TREATMENT SPA 1 EQUIPMENT ID | 2024-12-20 | 2025-01-06
W2.370 | TREATMENT SPA 1 TANK | 2024-12-20 | 2025-01-06
W2.400 | TREATMENT SPA 2 EQUIPMENT ID | 2024-12-20 | 2025-01-06
W2.420 | TREATMENT SPA 2 TANK | 2024-12-20 | 2025-01-06
W2.450 | TREATMENT SPA 3 EQUIPMENT ID | 2024-12-20 | 2025-01-06
W2.470 | TREATMENT SPA 3 TANK | 2024-12-20 | 2025-01-06
W2.500 | WELLENSS SPA 1 EQUIPMENT ID | 2024-12-20 | 2025-01-06
W2.520 | WELLNESS SPA 1 TANK | 2024-12-20 | 2025-01-06
W2.541 | WELLNESS SPA 1 - PIPING | 2024-12-20 | 2025-01-06
W2.550 | WELLNESS SPA 2 EQUIPMENT ID | 2024-12-20 | 2025-01-06
W2.570 | WELLNESS SPA 2 TANK | 2024-12-20 | 2025-01-06
W2.591 | WELLNESS SPA 2 - PIPING | 2024-12-20 | 2025-01-06
W3.000 | MECHANICAL ROOM 1 EQUIPMENT ID | 2024-12-20 | 2025-01-06
W3.010 | MECHANICAL ROOM 1 DIMENSIONS & HOSEKEEPING PADS | 2024-12-20 | 2025-01-06
W3.020 | MECHANICAL ROOM 1 PENETRATIONS | 2024-12-20 | 2025-01-06
W3.030 | LAP POOL PIPING DIAGRAM | 2024-12-20 | 2025-01-06
W3.040 | SPA PIPING DIAGRAM | 2024-12-20 | 2025-01-06
W3.100 | MECHANICAL ROOM 2 EQUIPMENT ID | 2024-12-20 | 2025-01-06
W3.110 | MECHANICAL ROOM 2 DIMENSIONS & HOUSEKEEPING PADS | 2024-12-20 | 2025-01-06
W3.130 | WOMEN'S SPA PIPING DIAGRAM | 2024-12-20 | 2025-01-06
W3.140 | WOMEN'S COLD SPA PIPING DIAGRAM | 2024-12-20 | 2025-01-06
W3.150 | WELLNESS SPA 1 PIPING DIAGRAM | 2024-12-20 | 2025-01-06
W3.130 | WELLNESS SPA 2 PAIPING DIAGRAM | 2024-12-20 | 2025-01-06
W3.200 | MECHANICAL ROOM 3 EQUIPMENT ID | 2024-12-20 | 2025-01-06
W3.210 | MECHANICAL ROOM 3 DIMENSIONS & HOUSEKEEPING PADS | 2024-12-20 | 2025-01-06
W3.220 | MECHANICAL ROOM 3 PENETRATIONS | 2024-12-20 | 2025-01-06
W3.230 | CASCADING WATER FEATURE PIPING DIAGRAM | 2024-12-20 | 2025-01-06
W3.300 | MECHANICAL ROOM 4 EQUIPMENT ID | 2024-12-20 | 2025-01-06
W3.310 | MCHANICAL ROOJM 4 DIMENSIONS & HOUSEKEEPING PADS | 2024-12-20 | 2025-01-06
W3.330 | MEN'S SPA PIPING DIAGRAM | 2024-12-20 | 2025-01-06
W3.340 | MEN'S COLD SPA PIPING DIAGRAM | 2024-12-20 | 2025-01-06
W3.50 | WATER GARDEN PIPING DIAGRAM | 2024-12-20 | 2025-01-06
W3.360 | TREATMENT SPA 1 PIPING DIAGRAM | 2024-12-20 | 2025-01-06
W3.370 | TREATMENT SPA 2 PIPING DIAGRAM | 2024-12-20 | 2025-01-06
W3.380 | TREATMENT SPA 3 PIPING DIAGRAM | 2024-12-20 | 2025-01-06
W4.000 | ELECTRICAL GENERAL NOTES | 2024-12-20 | 2025-01-06
W4.010 | PARTIAL SITE 1 ELECTRICAL PLAN | 2024-12-20 | 2025-01-06
W4.011 | PARTIAL SITE 2 ELECTRICAL PLAN | 2024-12-20 | 2025-01-06
W4.012 | PARTIAL SITE 3 ELECTRICAL PLAN | 2024-12-20 | 2025-01-06
W4.013 | PARTIAL SITE 4 ELECTRICAL PLAN | 2024-12-20 | 2025-01-06
W4.014 | PARTIAL SITE 5 ELECTRICAL PLAN | 2024-12-20 | 2025-01-06
W4.030 | LAP POOL BONDING | 2024-12-20 | 2025-01-06
W4.040 | SPA BONDING | 2024-12-20 | 2025-01-06
W4.050 | CASCADING WATER FEATURE BONDING | 2024-12-20 | 2025-01-06
W4.060 | MEN'S COLD & HOT SPA BONDING | 2024-12-20 | 2025-01-06
W4.080 | WOMEN'S COLD & HOT SPA BONDING | 2024-12-20 | 2025-01-06
W4.110 | TREATMENT SPA 1 BONDING | 2024-12-20 | 2025-01-06
W4.120 | TREATMENT SPA 2 BONDING | 2024-12-20 | 2025-01-06
W4.130 | TREATMENT SPA 3 BONDING | 2024-12-20 | 2025-01-06
W4.140 | WELLNESS SPA 1 BONDING | 2024-12-20 | 2025-01-06
W4.150 | WELLNESS SPA 2 BONDING | 2024-12-20 | 2025-01-06
W4.240 | LAP POOL FUNCTIONAL BLOCK DIAGRAM | 2024-12-20 | 2025-01-06
W4.250 | SPA FUNCTIONAL BLOCK DIAGRAM | 2024-12-20 | 2025-01-06
W4.260 | CASCADING WATER FEATURE FUNCTIONAL BLOCK DIAGRAM | 2024-12-20 | 2025-01-06
W4.270 | MEN'S HOT SPA FUNCTIONAL BLOCK DIAGRAM | 2024-12-20 | 2025-01-06
W4.280 | MEN'S COLD SPA FUNCTIONAL BLOCK DIAGRAM | 2024-12-20 | 2025-01-06
W4.290 | WOMEN'S HOT SPA FUNCTIONAL BLOCK DIAGRAM | 2024-12-20 | 2025-01-06
W4.300 | WOMEN'S COLD SPA FUNCTIONAL BLOCK DIAGRAM | 2024-12-20 | 2025-01-06
W4.310 | WATER GARDEN FUNCTIONAL BLOCK DIAGRAM | 2024-12-20 | 2025-01-06
W4.320 | TREATMENT SPA 1 FUNCITONAL BLOCK DIAGRAM | 2024-12-20 | 2025-01-06
W4.330 | TREATMENT SPA 2 FUNCITONAL BLOCK DIAGRAM | 2024-12-20 | 2025-01-06
W4.340 | TREATMENT SPA 3 FUNCTIONAL BLOCK DIAGRAM | 2024-12-20 | 2025-01-06
W4.350 | WELLNESS SPA 1 FUNCTIONAL BLOCK DIAGRAM | 2024-12-20 | 2025-01-06
W4.360 | WELLNESS SPA 2 FUNCTIONAL BLOCK DIAGRAM | 2024-12-20 | 2025-01-06
W4.370 | ROOM 1 SINGLE LINE DIAGRAM | 2024-12-20 | 2025-01-06
W4.371 | ROOM 1 SINGLE LINE DIAGRAM | 2024-12-20 | 2025-01-06
W4.380 | ROOM 2 SINGLE LINE DIAGRAM | 2024-12-20 | 2025-01-06
W4.381 | ROOM 2 SINGLE LINE DIAGRAM | 2024-12-20 | 2025-01-06
W4.382 | ROOM 2 SINGLE LINE DIAGRAM | 2024-12-20 | 2025-01-06
W4.390 | ROOM 3 SINGLE LINE DIAGRAM | 2024-12-20 | 2025-01-06
W4.410 | ROOM 4 SINGLE LINE DIAGRAM | 2024-12-20 | 2025-01-06
W4.411 | ROOM 4 SINGLE LINE DIAGRAM | 2024-12-20 | 2025-01-06
W4.412 | ROOM 4 SINGLE LINE DIAGRAM | 2024-12-20 | 2025-01-06
W4.413 | ROOM 4 SINGLE LINE DIAGRAM | 2024-12-20 | 2025-01-06
W4.414 | ROOM 4 SINGLE LINE DIAGRAM | 2024-12-20 | 2025-01-06
W4.420 | ROOM 1 PANEL SCHEDULES | 2024-12-20 | 2025-01-06
W4.430 | ROOM 2 PANEL SCHEUDLES | 2024-12-20 | 2025-01-06
W4.440 | ROOM 3 PANEL SCHEUDLES | 2024-12-20 | 2025-01-06
W4.450 | ROOM 4 PANEL SCHEUDLES | 2024-12-20 | 2025-01-06
W4.460 | ROOM 1 ELECTRICAL EQUIPMENT SCHEDULES | 2024-12-20 | 2025-01-06
W4.470 | ROOM 2 ELECTRICAL EQUIPMENT SCHEDULES | 2024-12-20 | 2025-01-06
W4.480 | ROOM 3 ELECTRICAL EQUIPMENT SCHEDULES | 2024-12-20 | 2025-01-06
W4.490 | ROOM 4 ELECTRICAL EQUIPMENT SCHEDULES | 2024-12-20 | 2025-01-06
W5.000 | DETAILS (SITE) | 2024-12-20 | 2025-01-06
W5.001 | DETAILS (SITE) | 2024-12-20 | 2025-01-06
W5.010 | DETAILS (STRUCTURE) | 2024-12-20 | 2025-01-06
W5.011 | DETAILS (STRUCTURE) | 2024-12-20 | 2025-01-06
W5.012 | DETAILS (STRUCTURE) | 2024-12-20 | 2025-01-06
W5.013 | DETAILS (STRUCTURE) | 2024-12-20 | 2025-01-06
W5.014 | DETAILS (STRUCTURE) | 2024-12-20 | 2025-01-06
W5.015 | DETAILS (STRUCTURE) | 2024-12-20 | 2025-01-06
W5.020 | DETAILS (FEATURE) | 2024-12-20 | 2025-01-06
W5.021 | DETAILS (FEATURE) | 2024-12-20 | 2025-01-06
W5.022 | DETAILS (FEATURE) | 2024-12-20 | 2025-01-06
W5.023 | DETAILS (FINISHES) | 2024-12-20 | 2025-01-06
W5.024 | DETAILS (FINISHES) | 2024-12-20 | 2025-01-06
W5.025 | DETAILS (FINISHES) | 2024-12-20 | 2025-01-06
W5.030 | DETAILS (MECH) | 2024-12-20 | 2025-01-06
W5.031 | DETAILS (MECH) | 2024-12-20 | 2025-01-06
W5.032 | DETAILS (MECH) | 2024-12-20 | 2025-01-06
W5.033 | DETAILS (MECH) | 2024-12-20 | 2025-01-06
W6.000 | EQUIPMENT SCHEUDLES | 2024-12-20 | 2025-01-06
W6.001 | EQUIPMENT SCHEUDLES | 2024-12-20 | 2025-01-06
LANDSCAPE
L0.00 | COVER SHEET | 2024-12-20 | 2025-01-06
L1.00 | OVERALL SITE PLAN | 2024-12-19 | 2025-01-06
L1.00A | NO TITLE | 2024-12-20 | 2025-01-06
L1.00B | NO TITLE | 2024-12-20 | 2025-01-06
L1.01 | SITE PLAN ENLARGEMENT | 2024-12-19 | 2025-01-06
L1.02 | SITE PLAN ENLARGEMENT | 2024-12-19 | 2025-01-06
L1.03 | SITE PLAN ENLARGEMENT | 2024-12-19 | 2025-01-06
L1.04 | SITE PLAN ENLARGEMENT | 2024-12-19 | 2025-01-06
L2.00 | FINE GRADING OVERALL | 2024-12-19 | 2025-01-06
L2.01 | FINE GRADING OVERALL | 2024-12-19 | 2025-01-06
L2.02 | FINE GRADING OVERALL | 2024-12-19 | 2025-01-06
L2.03 | FINE GRADING OVERALL | 2024-12-19 | 2025-01-06
L2.04 | FINE GRADING OVERALL | 2024-12-19 | 2025-01-06
L3.01 | NO TITLE | 2024-12-20 | 2025-01-06
L3.02 | NO TITLE | 2024-12-20 | 2025-01-06
L3.03 | NO TITLE | 2024-12-20 | 2025-01-06
L3.04 | NO TITLE | 2024-12-20 | 2025-01-06
L3.05 | NO TITLE | 2024-12-20 | 2025-01-06
L3.06 | NO TITLE | 2024-12-20 | 2025-01-06
L3.07 | NO TITLE | 2024-12-20 | 2025-01-06
L3.10 | NO TITLE | 2024-12-20 | 2025-01-06
L3.11 | NO TITLE | 2024-12-20 | 2025-01-06
L3.12 | NO TITLE | 2024-12-20 | 2025-01-06
L4.00 | CLUB CORE LIGHTING PLAN | 2024-12-19 | 2025-01-06
L4.01 | CLUB CORE LIGHTING PLAN ENLARGEMENT | 2024-12-19 | 2025-01-06
L4.02 | CLUB CORE LIGHTING PLAN ENLARGEMENT | 2024-12-19 | 2025-01-06
L4.03 | CLUB CORE LIGHTING PLAN ENLARGEMENT | 2024-12-19 | 2025-01-06
L4.04 | CLUB CORE LIGHTING PLAN ENLARGEMENT | 2024-12-19 | 2025-01-06
L4.05 | CLUB CORE LIGHTING PLAN SCHEDULE | 2024-12-19 | 2025-01-06
IR-001 | OVERALL LANDSCAPE PLAN | 2024-12-19 | 2025-01-06
IR-100 | OVERALL IRRIGATION PLAN | 2024-12-19 | 2025-01-06
IR-101 | IRRIGATION DEVELOPMENT PLAN | 2024-12-19 | 2025-01-06
IR-102 | IRRIGATION DEVELOPMENT PLAN | 2024-12-19 | 2025-01-06
IR-103 | IRRIGATION DEVELOPMENT PLAN | 2024-12-19 | 2025-01-06
IR-104 | IRRIGATION DEVELOPMENT PLAN | 2024-12-19 | 2025-01-06
IR-105 | IRRIGATION DEVELOPMENT PLAN | 2024-12-19 | 2025-01-06
IR-106 | IRRIGATION DEVELOPMENT PLAN | 2024-12-19 | 2025-01-06
IR-107 | IRRIGATION DEVELOPMENT PLAN | 2024-12-19 | 2025-01-06
IR-108 | IRRIGATION DEVELOPMENT PLAN | 2024-12-19 | 2025-01-06
IR-109 | IRRIGATION DEVELOPMENT PLAN | 2024-12-19 | 2025-01-06
IR-110 | IRRIGATION DEVELOPMENT PLAN | 2024-12-19 | 2025-01-06
IR-111 | IRRIGATION DEVELOPMENT PLAN | 2024-12-19 | 2025-01-06
IR-112 | IRRIGATION DEVELOPMENT PLAN | 2024-12-19 | 2025-01-06
IR-113 | IRRIGATION DEVELOPMENT PLAN | 2024-12-19 | 2025-01-06
IR-114 | IRRIGATION DEVELOPMENT PLAN | 2024-12-19 | 2025-01-06
IR-115 | IRRIGATION DEVELOPMENT PLAN | 2024-12-19 | 2025-01-06
IR-116 | IRRIGATION DEVELOPMENT PLAN | 2024-12-19 | 2025-01-06
IR-117 | IRRIGATION DETAILS | 2024-12-19 | 2025-01-06
IR-118 | IRRIGATION DETAILS | 2024-12-19 | 2025-01-06
LP-100 | OVERALL LANDSCAPE PLAN | 2024-12-19 | 2025-01-06
LP-101 | LANDSCAPE DEVELOPMENT PLAN | 2024-12-19 | 2025-01-06
LP-102 | LANDSCAPE DEVELOPMENT PLAN | 2024-12-19 | 2025-01-06
LP-103 | LANDSCAPE DEVELOPMENT PLAN | 2024-12-19 | 2025-01-06
LP-104 | LANDSCAPE DEVELOPMENT PLAN | 2024-12-19 | 2025-01-06
LP-105 | LANDSCAPE DEVELOPMENT PLAN | 2024-12-19 | 2025-01-06
LP-106 | LANDSCAPE DEVELOPMENT PLAN | 2024-12-19 | 2025-01-06
LP-107 | LANDSCAPE DEVELOPMENT PLAN | 2024-12-19 | 2025-01-06
LP-1-8 | LANDSCAPE DEVELOPMENT PLAN | 2024-12-19 | 2025-01-06
LP-109 | LANDSCAPE DEVELOPMENT PLAN | 2024-12-19 | 2025-01-06
LP-110 | LANDSCAPE DEVELOPMENT PLAN | 2024-12-19 | 2025-01-06
LP-111 | LANDSCAPE DEVELOPMENT PLAN | 2024-12-19 | 2025-01-06
LP-112 | LANDSCAPE DEVELOPMENT PLAN | 2024-12-19 | 2025-01-06
LP-113 | LANDSCAPE DEVELOPMENT PLAN | 2024-12-19 | 2025-01-06
LP-114 | LANDSCAPE DEVELOPMENT PLAN | 2024-12-19 | 2025-01-06
LP-115 | LANDSCAPE DEVELOPMENT PLAN | 2024-12-19 | 2025-01-06
LP-116 | LANDSCAPE DEVELOPMENT PLAN | 2024-12-19 | 2025-01-06
LP-200 | CLUB CORE PLANT LIST | 2024-12-19 | 2025-01-06
LP-201 | LANDSCAPE SPECIFICATION SHEET | 2024-12-19 | 2025-01-06
DOCK BAR
PEACOCK + LEWIS
CVR | COVER SHEET | 2024-12-20 | 2025-02-20
A0.00 | SHEET INDEX | 2024-12-20 | 2025-02-20
A0.01 | GENERAL NOTES AND PROJECT INFORMATION | 2024-12-20 | 2025-02-20
A0.10 | LIFE SAFETY & CODE PLANS | 2024-12-20 | 2025-02-20
A0.11 | ADA STANDARDS | 2024-12-20 | 2025-02-20
A0.12 | ADA STANDARDS | 2024-12-20 | 2025-02-20
A0.13 | LIFE SAFETY PLAN | 2024-12-20 | 2025-02-20
A0.20 | AREA PLANS & ROOM SCHEDULE | 2024-12-20 | 2025-02-20
A0.30 | ASSEMBLIES - ROOFS, CEILING, FLOORS | 2024-12-20 | 2025-02-20
A0.31 | ASSEMBLIES - INTERIOR PARTITIONS | 2024-12-20 | 2025-02-20 | 2025-03-07
A0.32 | ASSEMBLIES - EXTERIOR WALLS | 2024-12-20 | 2025-02-20 | 2025-03-07
A0.35 | DOOR SCHEDULE | 2024-12-20 | 2025-02-20 | 2025-03-07
A0.53 | EXTERIOR DOOR DETAILS | 2024-12-20 | 2025-02-20
A0.54 | INTERIOR DOOR DETAILS | 2024-12-20 | 2025-02-20 | 2025-03-07
A0.60 | MATERIAL SCHEDULE | 2024-12-20 | 2025-02-20 | 2025-03-07
A1.00 | SITE PLAN | 2024-12-20 | 2025-02-20
A2.01 | LEVEL 01 - FLOOR PLAN | 2024-12-20 | 2025-02-20
A2.02 | LEVEL 01 - SPECIAL CONDITION FLOOR PLAN | 2024-12-20 | 2025-02-20
A2.03 | LEVEL 01 - ENLARGED FLOOR PLAN | 2024-12-20 | 2025-02-20
A2.04 | ROOF PLAN | 2024-12-20 | 2025-02-20
A2.05 | ROOF DETAILS | 2024-12-20 | 2025-02-20
A3.00 | EXTERIOR ELEVATIONS | 2024-12-20 | 2025-02-20 | 2028-03-07
A3.11 | BUILDING SECTIONS | 2024-12-20 | 2025-02-20
A4.00 | WALL SECTIONS | 2024-12-20 | 2025-02-20 | 2025-03-07
A4.01 | WALL SECTIONS | 2024-12-20 | 2025-02-20
A6.01 | LEVEL 01 - RCP | 2024-12-20 | 2025-02-20 | 2025-03-07
A6.02 | LEVEL 01 - ENLARGED RCP | 2024-12-20 | 2025-02-20 | 2025-03-07
A8.00 | EXTERIOR DETAILS | 2024-12-20 | 2025-02-20
A8.01 | EXTERIOR DETAILS | 2024-12-20 | 2025-02-20 | 2025-03-07
A8.11 | GENERAL SPECIFICATIONS | 2024-12-20 | 2025-02-20
STRUCTURAL
S-101 | FOUNDATION PLAN | 2024-12-13 | 2025-01-06
S-102 | ROOF FRAMING PLAN | 2024-12-13 | 2025-01-06
S-200 | STRUCTURAL NOTES | 2024-12-13 | 2025-01-06
S-201 | DESIGN LOADS | 2024-12-13 | 2025-01-06
S-202 | TYPICAL DETAILS | 2024-12-13 | 2025-01-06
S-301 | SECTIONS | 2024-12-13 | 2025-01-06
S-302 | SECTIONS | 2024-12-13 | 2025-01-06
S-303 | SECTIONS | 2024-12-13 | 2025-01-06
MECHANICAL
M001.60 | MECHANICAL COVER SHEET | 2024-12-20 | 2025-01-06
M002.60 | MECHANICAL SPECIFICATIONS | 2024-12-20 | 2025-01-06
M101.60 | MECHANICAL PLAN - DOCK BAR | 2024-12-20 | 2025-01-06
M102.60 | MECHANICAL PIPING - DOCK BAR | 2024-12-20 | 2025-01-06
M401.60 | MECHANICAL SCHEDULES | 2024-12-20 | 2025-01-06
M501.60 | ENERGY COMPLIANCE | 2024-12-20 | 2025-01-06
M601.60 | MECHANICAL DETAILS | 2024-12-20 | 2025-01-06
ELECTRICAL
E001.60 | ELECTRICAL COVER SHEET - DOCK | 2024-12-20 | 2025-01-06
E160.60 | ELECTRICAL PLAN - DOCK | 2024-12-20 | 2025-01-06
E161.60 | LIGHTING AND LIGHTING CONTROLS PLAN - DOCK BAR | 2024-12-20 | 2025-01-06
E170.60 | LIGHT FIXTURE SCHEDULE | 2024-12-20 | 2025-01-06
E175.60 | LIGHTING CONTROLS DIAGRAMS | 2024-12-20 | 2025-01-06
E180.60 | ELECTRICAL RISER DIAGRAM AND SCHEDULES | 2024-12-20 | 2025-01-06
E300.60 | ELECTRICAL DETAILS | 2024-12-20 | 2025-01-06
E400.60 | FOOD SERVICE INFORMATION | 2024-12-20 | 2025-01-06
PLUMBING
P001.02 | PLUMBING COVER SHEET | 2024-12-20 | 2025-01-06
P101.02 | UNDERDECK PLUMBING - DOCK BAR | 2024-12-20 | 2025-01-06
P102.02 | GRAVITY PIPING-DOCK BAR | 2024-12-20 | 2025-01-06
P103.02 | PRESSURE PIPING - DOCK BAR | 2024-12-20 | 2025-01-06
P501.02 | PLUMBING DETAILS | 2024-12-20 | 2025-01-06
P502.02 | PLUMBING DETAILS | 2024-12-20 | 2025-01-06
P601.02 | PLUMBING SCHEDULES | 2024-12-20 | 2025-01-06
P602.02 | PLUMBING SCHEDULES | 2024-12-20 | 2025-01-06
FOOD SERVICE
FS1511 | FOODSERVICE LEVEL 01 DOCK BAR EQUIPMENT PLAN | 2024-12-20 | 2025-01-06
FS1512 | FOODSERVICE LEVEL 01 DOCK BAR BUILDING CONDITIONS PLAN | 2024-12-20 | 2025-01-06
FS1513 | FOODSERVICE LEVEL 01 DOCK BAR PLUMBING ROUGH-IN PLAN | 2024-12-20 | 2025-01-06
FS1514 | FOODSERVICE LEVEL 01 DOCK BAR PLUMBING ROUGH-IN PLAN | 2024-12-20 | 2025-01-06
FS1521 | FOODSERVICE LEVEL 01 DOCK BAR ELEVATIONS | 2024-12-20 | 2025-01-06
AV
TA0.00 | AUDIO VISUAL GENERAL NOTES & SYMBOLS - DOCK BAR | 2024-12-20 | 2025-01-06
TA0.01 | AUDIO VISUAL EQUIPMENT LIST - DOCK BAR | 2024-12-20 | 2025-01-06
TA1.00 | AUDIO VISUAL SITE PLAN - DOCK BAR | 2024-12-20 | 2025-01-06
TA1.01 | AUDIO VISUAL FLOOR PLAN - DOCK BAR | 2024-12-20 | 2025-01-06
TA1.11 | AUDIO VISUAL ROUGH-INS PLAN - DOCK BAR | 2024-12-20 | 2025-01-06
TA2.01 | AUDIO VISUAL REFLECTED CEILING - DOCK BAR | 2024-12-20 | 2025-01-06
TA4.00 | AUDIO VISUAL DETAILS - DOCK BAR | 2024-12-20 | 2025-01-06
TA5.00 | AUDIO VISUAL ELEVATIONS - DOCK BAR | 2024-12-20 | 2025-01-06
TA6.00 | AUDIO VISUAL SINGLE LINES - DOCK BAR | 2024-12-20 | 2025-01-06
TA0.00 | AUDIO VISUAL GENERAL NOTES & SYMBOLS - SPA PODS | 2024-12-20 | 2025-01-06
TA0.01 | AUDIO VISUAL EQUIPMENT LIST - SPA PODS | 2024-12-20 | 2025-01-06
TA1.00 | AUDIO VISUAL SITE PLAN - SPA PODS | 2024-12-20 | 2025-01-06
TA1.01 | AUDIO VISUAL FLOOR PLAN - SPA PODS | 2024-12-20 | 2025-01-06
TA1.11 | AUDIO VISUAL ROUGH-INS PLAN - SPA PODS | 2024-12-20 | 2025-01-06
TA2.01 | AUDIO VISUAL REFLECTED CEILING - SPA PODS | 2024-12-20 | 2025-01-06
TA4.00 | AUDIO VISUAL DETAILS - SPA PODS | 2024-12-20 | 2025-01-06
TA5.00 | AUDIO VISUAL ELEVATIONS - SPA PODS | 2024-12-20 | 2025-01-06
TA6.00 | AUDIO VISUAL SINGLE LINES - SPA PODS | 2024-12-20 | 2025-01-06
TELECOM
TT0.00 | COMMUNICATIONS GENERAL NOTES & SYMBOLS - DOCK BAR | 2024-12-20 | 2025-01-06
TT1.01 | COMMUNICATIONS FLOOR PLAN - DOCK BAR | 2024-12-20 | 2025-01-06
TT2.01 | COMMUNICATIONS CEILING PLAN - DOCK BAR | 2024-12-20 | 2025-01-06
TT3.00 | COMMUNICATIONS DETAILS - DOCK BAR | 2024-12-20 | 2025-01-06
TT3.01 | COMMUNICATIONS DETAILS - DOCK BAR | 2024-12-20 | 2025-01-06
TT3.02 | COMMUNICATIONS DETAILS - DOCK BAR | 2024-12-20 | 2025-01-06
TT1.01 | COMMUNICATIONS FLOOR PLAN - SPA PODS | 2024-12-20 | 2025-01-06
TT3.00 | COMMUNICATIONS FLOOR PLAN - SPA PODS | 2024-12-20 | 2025-01-06
TT3.01 | COMMUNICATIONS FLOOR PLAN - SPA PODS | 2024-12-20 | 2025-01-06
TT3.02 | COMMUNICATIONS FLOOR PLAN - SPA PODS | 2024-12-20 | 2025-01-06
INTERIOR DESIGN
I 5.00 | ENLARGED FINISH PLAN | 2024-12-20 | 2025-01-06
I 5.01 | ENLARGED FINISH PLAN | 2024-12-20 | 2025-01-06
I 9.00 | DETAILS | 2024-12-20 | 2025-01-06
ID-000 | COVER SHEET | 2024-10-25 | 2025-01-06
ID-002 | GENERAL NOTES | 2024-10-25 | 2025-01-06
ID-1.01 | LEVEL 00 DOCK FLOOR PLAN | 2024-11-22 | 2025-01-06
ID-2.01 | LEVEL 00 DOCK RCP | 2024-11-22 | 2025-01-06
ID-3.01 | LEVEL 00 DOCK FINISH PLAN | 2024-11-22 | 2025-01-06
ID-4.01 | LEVEL 00 DOCK FURNITURE & POWER PLAN | 2024-11-22 | 2025-01-06 | 2024-12-31
ID-5.01 | DOCK RR'S ENLARGED PLAN | 2024-11-22 | 2025-01-06
ID-5.02 | INTERIOR ELEVATIONS | 2024-11-22 | 2025-01-06
ID-5.03 | INTERIOR ELEVATIONS | 2024-11-22 | 2025-01-06
ID-5.04 | INTERIOR ELEVATIONS | 2024-11-22 | 2025-01-06
ID-6.01 | BAR DETAILS | 2024-11-22 | 2025-01-06
ID-6.02 | BAR DETAILS | 2024-11-22 | 2025-01-06
ID-6.03 | BATHROOM VANITY | 2024-11-22 | 2025-01-06
ID-6.04 | WALL, FLOOR & DOOR DETAILS | 2024-11-22 | 2025-01-06 | 12/32/24
SPA PODS
PEACOCK + LEWIS
CVR | COVER SHEET | 2024-12-20 | 2025-02-20
A0.00 | SHEET INDEX | 2024-12-20 | 2025-02-20
A0.01 | GENERAL NOTES AND PROJECT INFORMATION | 2024-12-20 | 2025-02-20
A0.10 | LIFE SAFETY & CODE PLANS | 2024-12-20 | 2025-02-20
A0.10A | PLUMBING CALCULATIONS | 2024-12-20 | 2025-02-20
A0.11 | ADA STANDARDS | 2024-12-20 | 2025-02-20
A0.12 | ADA STANDARDS | 2024-12-20 | 2025-02-20
A0.13 | LIFE SAFETY PLAN | 2024-12-20 | 2025-02-20
A0.14 | ENLARGED LIFE SAFETY PLAN | 2024-12-20 | 2025-02-20
A0.20 | AREA PLANS & ROOM SCHEDULE | 2024-12-20 | 2025-02-20
A0.30 | ASSEMBLIES - ROOF, CEILINGS, WALLS, FLOORS | 2024-12-20 | 2025-02-20
A0.31 | ASSEMBLIES - INTERIOR PARTITIONS | 2024-12-20 | 2025-02-20
A0.32 | ASSEMBLIES - EXTERIOR WALLS | 2024-12-20 | 2025-02-20
A0.35 | DOOR SCHEDULE | 2024-12-20 | 2025-02-20
A0.36 | EXTERIOR DOOR & WINDOW ELEVATIONS | 2024-12-20 | 2025-02-20
A0.53 | EXTERIOR DOOR DETAILS | 2024-12-20 | 2025-02-20
A0.54 | INTERIOR DOOR DETAILS | 2024-12-20 | 2025-02-20
A0.60 | MATERIAL SCHEDULE | 2024-12-20 | 2025-02-20
A1.00 | SITE PLAN | 2024-12-20 | 2025-02-20
A2.01 | LEVEL 01 - FLOOR PLANS | 2024-12-20 | 2025-02-20
A2.02 | LEVEL 01 - SPECIAL CONDITION FLOOR PLANS | 2024-12-20 | 2025-02-20
A2.03 | LEVEL 01 - ENLARGED FLOOR PLAN 01 | 2024-12-20 | 2025-02-20
A2.04 | LEVEL 01 - ENLARGED FLOOR PLAN 02 | 2024-12-20 | 2025-02-20
A2.05 | ROOF PLANS | 2024-12-20 | 2025-02-20
A2.06 | ROOF DETAILS | 2024-12-20 | 2025-02-20
A3.00 | EXTERIOR ELEVATIONS | 2024-12-20 | 2025-02-20
A3.01 | EXTERIOR ELEVATIONS | 2024-12-20 | 2025-02-20
A3.11 | BUILDING SECTIONS | 2024-12-20 | 2025-02-20
A4.00 | WALL SECTIONS | 2024-12-20 | 2025-02-20
A6.01 | LEVEL 01 - RCP | 2024-12-20 | 2025-02-20
A6.02 | LEVEL 01 - ENLARGED RCP 01 | 2024-12-20 | 2025-02-20
A6.03 | LEVEL 01 - ENLARGED RCP 02 | 2024-12-20 | 2025-02-20
A8.00 | EXTERIOR PLAN DETAILS | 2024-12-20 | 2025-02-20
A8.01 | EXTERIOR SECTION DETAILS | 2024-12-20 | 2025-02-20
A8.02 | EXTERIOR SECTION DETAILS | 2024-12-20 | 2025-02-20
A8.10 | EXTERIOR DETAILS - SLAT WALL | 2024-12-20 | 2025-02-20
A8.11 | GENERAL SPECIFICATIONS | 2024-12-20 | 2025-01-06
STRUCTURAL
S-101 | FOUNDATIONS PLAN | 2024-12-20 | 2025-01-06
S-102 | ROOF FRAMING PLANS | 2024-12-20 | 2025-01-06
S-200 | STRUCTURAL NOTES | 2024-12-20 | 2025-01-06
S-201 | WIND LOADS & TYPICAL DETAILS | 2024-12-20 | 2025-01-06
S-301 | SECTIONS | 2024-12-20 | 2025-01-06
MECHANICAL
M001.40 | MECHANICAL COVER SHEET | 2024-12-20 | 2025-01-06
M002.40 | MECHANICAL SPECIFICATIONS | 2024-12-20 | 2025-01-06
M101.42 | OVERALL MECHANICAL PLAN - TREATMENT PAVILIONS | 2024-12-20 | 2025-01-06
M102.42 | MECHANICAL PLAN - TREATMENT PAVILIONS | 2024-12-20 | 2025-01-06
M103.42 | MECHANICAL PLAN - TREATMENT PAVILIONS | 2024-12-20 | 2025-01-06
M104.42 | MECHANICAL PLAN - TREATMENT PAVILIONS | 2024-12-20 | 2025-01-06
M401.40 | MECHANICAL SCHEDULES | 2024-12-20 | 2025-01-06
M402.40 | MECHANICAL SCHEDULES | 2024-12-20 | 2025-01-06
M403.40 | MECHANICAL SCHEDULES | 2024-12-20 | 2025-01-06
M501.40 | ENERGY COMPLIANCE | 2024-12-20 | 2025-01-06
M502.40 | ENERGY COMPLIANCE | 2024-12-20 | 2025-01-06
M601.40 | MECHANICAL DETAILS | 2024-12-20 | 2025-01-06
ELECTRICAL
E001.40 | ELECTRICAL COVER SHEET - SPA PODS | 2024-12-20 | 2025-01-06
E101.41 | ELECTRICAL SITE PLAN - SPA PODS | 2024-12-20 | 2025-01-06
E150.42 | ELECTRICAL PLAN - SPA PODS1 | 2024-12-20 | 2025-01-06
E151.42 | LIGHTING PLAN - SPA PODS1 | 2024-12-20 | 2025-01-06
E152.42 | LIGHTING CONTROLS PLAN - SPA PODS1 | 2024-12-20 | 2025-01-06
E155.52 | ELECTRICAL PLAN - SPA PODS2 | 2024-12-20 | 2025-01-06
E156.52 | LIGHTING PLAN - SPA PODS2 | 2024-12-20 | 2025-01-06
E157.52 | LIGHTING CONTROLS PLAN - SPA PODS2 | 2024-12-20 | 2025-01-06
E160.52 | ELECTRICAL PLAN - SPA PODS3 | 2024-12-20 | 2025-01-06
E161.53 | LIGHTING PLAN - SPA PODS3 | 2024-12-20 | 2025-01-06
E162.53 | LIGHT CONTROLS PLAN - SPA PODS3 | 2024-12-20 | 2025-01-06
E170.40 | LIGHT FIXTURE SCHEDULE | 2024-12-20 | 2025-01-06
E175.40 | LIGHTING CONTROLS DIAGRAMS | 2024-12-20 | 2025-01-06
E180.40 | ELECTRICAL RISER DIAGRAM AND SCHEDULES | 2024-12-20 | 2025-01-06
E181.40 | ELECTRICAL SCHEDULES | 2024-12-20 | 2025-01-06
E300.40 | ELECTRICAL DETAILS | 2024-12-20 | 2025-01-06
PLUMBING
P001.01 | PLUMBING COVER SHEET | 2024-12-20 | 2025-01-06
P100.01 | TREATMENT PAVILIONS SITE PLAN | 2024-12-20 | 2025-01-06
P101.01 | TREATMENT PAVILIONS SITE PLAN | 2024-12-20 | 2025-01-06
P501.01 | PLUMBING DETAILS | 2024-12-20 | 2025-01-06
P601.01 | PLUMBING SCHEDULES | 2024-12-20 | 2025-01-06
AV
TA0.00 | AUDIO VISUAL GENERAL NOTES & SYMBOLS - DOCK BAR | 2024-12-20 | 2025-01-06
TA0.01 | AUDIO VISUAL EQUIPMENT LIST - DOCK BAR | 2024-12-20 | 2025-01-06
TA1.00 | AUDIO VISUAL SITE PLAN - DOCK BAR | 2024-12-20 | 2025-01-06
TA1.01 | AUDIO VISUAL FLOOR PLAN - DOCK BAR | 2024-12-20 | 2025-01-06
TA1.11 | AUDIO VISUAL ROUGH-INS PLAN - DOCK BAR | 2024-12-20 | 2025-01-06
TA2.01 | AUDIO VISUAL REFLECTED CEILING - DOCK BAR | 2024-12-20 | 2025-01-06
TA4.00 | AUDIO VISUAL DETAILS - DOCK BAR | 2024-12-20 | 2025-01-06
TA5.00 | AUDIO VISUAL ELEVATIONS - DOCK BAR | 2024-12-20 | 2025-01-06
TA6.00 | AUDIO VISUAL SINGLE LINES - DOCK BAR | 2024-12-20 | 2025-01-06
TA0.00 | AUDIO VISUAL GENERAL NOTES & SYMBOLS - SPA PODS | 2024-12-20 | 2025-01-06
TA0.01 | AUDIO VISUAL EQUIPMENT LIST - SPA PODS | 2024-12-20 | 2025-01-06
TA1.00 | AUDIO VISUAL SITE PLAN - SPA PODS | 2024-12-20 | 2025-01-06
TA1.01 | AUDIO VISUAL FLOOR PLAN - SPA PODS | 2024-12-20 | 2025-01-06
TA1.11 | AUDIO VISUAL ROUGH-INS PLAN - SPA PODS | 2024-12-20 | 2025-01-06
TA2.01 | AUDIO VISUAL REFLECTED CEILING - SPA PODS | 2024-12-20 | 2025-01-06
TA4.00 | AUDIO VISUAL DETAILS - SPA PODS | 2024-12-20 | 2025-01-06
TA5.00 | AUDIO VISUAL ELEVATIONS - SPA PODS | 2024-12-20 | 2025-01-06
TA6.00 | AUDIO VISUAL SINGLE LINES - SPA PODS | 2024-12-20 | 2025-01-06
TELECOM
TT0.00 | COMMUNICATIONS GENERAL NOTES & SYMBOLS - DOCK BAR | 2024-12-20 | 2025-01-06
TT1.01 | COMMUNICATIONS FLOOR PLAN - DOCK BAR | 2024-12-20 | 2025-01-06
TT2.01 | COMMUNICATIONS CEILING PLAN - DOCK BAR | 2024-12-20 | 2025-01-06
TT3.00 | COMMUNICATIONS DETAILS - DOCK BAR | 2024-12-20 | 2025-01-06
TT3.01 | COMMUNICATIONS DETAILS - DOCK BAR | 2024-12-20 | 2025-01-06
TT3.02 | COMMUNICATIONS DETAILS - DOCK BAR | 2024-12-20 | 2025-01-06
TT1.01 | COMMUNICATIONS FLOOR PLAN - SPA PODS | 2024-12-20 | 2025-01-06
TT3.00 | COMMUNICATIONS FLOOR PLAN - SPA PODS | 2024-12-20 | 2025-01-06
TT3.01 | COMMUNICATIONS FLOOR PLAN - SPA PODS | 2024-12-20 | 2025-01-06
TT3.02 | COMMUNICATIONS FLOOR PLAN - SPA PODS | 2024-12-20 | 2025-01-06
INTERIOR DESIGN
I 5.00 | LEVEL 01 - ENLARGED FINISH PLAN @ COMFORT STATION | 12.20/24 | 2025-02-20
I 5.01 | LEVEL 01 - ENLARGED KEY PLAN @ COMFORT STATION | 12.20/24 | 2025-02-20
I 5.02 | L01 - COMFORT STATION - INTERIOR ELEVATIONS | 12.20/24 | 2025-02-20
I 5.03 | L01 - COMFORT STATION - INTERIOR FINISH SCHEDULES/NOTES | 12.20/24 | 2025-02-20
I 9.00 | L01 - COMFORT STATION - INTERIOR DETAILS | 12.20/24 | 2025-02-20
I 9.01 | L01 - COMFORT STATION - INTERIOR DETAILS | 12.20/24 | 2025-02-20
ID-000 | COVER SHEET | 2024-11-22 | 2025-01-06
ID-002 | GENERAL NOTES | 2024-11-22 | 2025-01-06
ID-1.01 | SPA GARDEN OVERALL PLAN | 2024-11-22 | 2025-01-06
ID-1.11 | DOUBLE & ADA TREATMENT PAVILION FLOOR PLANS | 2024-11-22 | 2025-01-06
ID-1.12 | MASSAGE & SINGLE TREATMENT PAVILION FLOOR PLANS | 2024-11-22 | 2025-01-06
ID-1.13 | MEDITATION PAVILION & COMFORT STATION FLOOR PLAN | 2024-11-22 | 2025-01-06
ID-2.11 | DOUBLE & ADA TREATMENT PAVILION RCP | 2024-11-22 | 2025-01-06
ID-2.12 | MASSAGE & SINGLE TREATMENT PAVILION RCP | 2024-11-22 | 2025-01-06
ID-3.11 | DOUBLE & ADA TREATMENTPAVILION FINISH PLANS | 2024-11-22 | 2025-01-06
ID-3.12 | MASSAGE & SINGLE TREATMENT PAVILION FINISH PLANS | 2024-11-22 | 2025-01-06
ID-3.13 | MEDITATION PAVILION & COMFORT STATION FINISH PLANS | 2024-11-22 | 2025-01-06
ID-4.11 | DOUBLE &ADA TREATMENT PAVILION FURNITURE & POWER PLAN | 2024-11-22 | 2025-01-06
ID4.12 | MASSAGE & SINGLE TREATMENT PAVILION FURNITURE & POWER PLAN | 2024-11-22 | 2025-01-06
ID4.13 | MEDITATION PAVILION & COMFORT STATION FURNITURE & POWER PLAN | 2024-11-22 | 2025-01-06
ID-5.01 | INTERIOR ELEVATIONS | 2024-11-22 | 2025-01-06
ID-5.02 | INTERIOR ELEVATIONS | 2024-11-22 | 2025-01-06
ID-5.03 | INTERIOR ELEVATIONS | 2024-11-22 | 2025-01-06
ID-6.01 | SPA PODS MILLWORK ENLARGE PLAN/ELEVATIONS | 2024-11-22 | 2025-01-06
ID-6.02 | SPA PODS MILLWORK DETAILS | 2024-11-22 | 2025-01-06
ID-6.03 | VANITY MILLWORK DETAILS | 2024-11-22 | 2025-01-06
ID-6.04 | WALL/DOOR DETAILS | 2024-11-22 | 2025-01-06
ID-6.05 | FLOOR TRANSITION DTLS | 2024-11-22 | 2025-01-06
ID-6.06 | CEILING DETAILS | 2024-11-22 | 2025-01-06
| Final updates to the Bid Package Drawings | rec 03.07.25
| Second installment of responses to Bid questions | rec 02.19.25
| First installment of responses to Bid questions | rec 01.31.25

## Sub List
Atlantic Fields Club Core / Dock Bar / Spa Pods / Water Features
Hobe Sound
List of Subcontractors
2026-05-04
NO. | CSI DIV | NAME
1 | 02 21 00 | Velcon Engineering and Surveying
2 | 03 30 00 | Victory Concrete
3 | 04 40 00 | Titan Stone
4 | 05 10 00 | VM Iron Works
5 | 05 52 00 | JC Iron Ornamental
6 | 05 70 00 | VM Iron Works
7 | 06 10 00 | Hedrick / A-1 Industries
8 | 06 40 00 | Lotspeich Co.
9 | 06 50 00 | Beaubois
10 | 07 17 00 | Triton
11 | 07 21 00 | Gale Insulation
12 | 07 50 00 | Vero Beach Roofing
13 | 07 81 00 | Fire Stop Systems
14 | 08 10 70 | Atlantic Doors & Hard
15 | 08 11 00 | Shades by Design
16 | 08 33 00 | D&D Garage Door
17 | 08 50 00 | Ready Window
18 | 08 60 00 | Skylight Concepts
19 | 09 24 00 | Welch Plastering, Inc.
20 | 09 26 00 | Foster Reeve & Associates
21 | 09 29 00 | Tony Rodrigues Metal Framing, Inc.
22 | 09 30 00 | Jack Walsh Carpets & Rugs, Inc.
23 | 09 41 00 | Applied Flooring Technologies
24 | 09 51 00 | Lotspeich Co.
25 | 09 60 00 | Jack Walsh Carpets & Rugs, Inc.
26 | 09 64 00 | Jack Walsh Carpets & Rugs, Inc.
27 | 09 90 00 | Advanced Painting Contractors
28 | 10 22 00 | Pending
29 | 10 28 00 | Interior Specialties
30 | 10 30 00 | Hedrick
31 | 10 51 00 | Hollman
32 | 10 53 00 | Pending
33 | 10 73 00 | Pending
34 | 11 40 00 | Cheney Bros
35 | 11 40 00 | Hedrick
36 | 12 20 00 | Shades by Design
37 | 13 11 00 | Apex
38 | 13 12 00 | Design for Leisure
39 | 14 00 00 | Otis Elevator Company
40 | 14 91 00 | Wilkinson Hi-Rise
41 | 21 13 00 | Century
42 | 22 00 00 | Medic Air Systems
43 | 23 00 00 | Mechanicool Inc.
44 | 26 00 00 | ECSI
45 | 27 10 00 | Jade Communications
46 | 27 40 00 | Jade Communications
47 | 27 50 00 | Nautilus RF LLC
48 | 28 10 00 | Jade Communications
49 | 31 30 10 | Guettler Brothers
50 | 31 32 00 | Pending
51 | 32 14 00 | Pending
52 | 32 14 00 | Apex
53 | 32 31 00 | A Great Fence
54 | 32 80 00 | TCI Rood
55

## Sub Proposal Count
Atlantic Fields Club Core / Dock Bar / Spa Pods / Water Features
Hobe Sound
Subcontractor Proposal Count
2026-05-04
NO. | CSI DIV | CSI DESCRIPTION | # SOLICITED | # RECEIVED | NOTES
1 | 02 21 00 | Surveying | 1 | 1 | Only solicited from Velcon Engineering and Surveying
2 | 03 30 00 | Concrete & CMU | 31 | 7
3 | 04 40 00 | Stone Veneer | 19 | 4
4 | 05 10 00 | Structural Steel | 24 | 3
5 | 05 52 00 | Handrails & Railings - Metal | 13 | 1
6 | 05 70 00 | Interior & Exterior Architectural Metals | 15 | 1 | Mostly allowances, 1 quote for dining stair
7 | 06 10 00 | Rough Carpentry | 3 | 2 | Truss quotes
8 | 06 40 00 | Exterior Finish Carpentry | 17 | 2 | 1 for exterior siding, 1 for Ipe decking
9 | 06 50 00 | Millwork | 23 | 8
10 | 07 17 00 | Waterproofing & Caulking | 25 | 2
11 | 07 21 00 | Insulation - Spray Foam | 10 | 2
12 | 07 50 00 | Roofing | 34 | 6
13 | 07 81 00 | Fireproofing | 8 | 1
14 | 08 10 70 | Doors, Frames, & Hardware | 41 | 1 | Late issuance of total revison of door schedule caused 2 others to back out
15 | 08 11 00 | Roll-Up Insect Screens | 4 | 2
16 | 08 33 00 | Overhead Coiling Doors | 36 | 6
17 | 08 50 00 | Storefront / Glass | 29 | 5
18 | 08 60 00 | Skylights | 2 | 1
19 | 09 24 00 | Stucco | 12 | 3
20 | 09 26 00 | Plaster | 40 | 5
21 | 09 29 00 | Drywall / Framing | 23 | 5
22 | 09 30 00 | Tile Work, Tile & Stone Flooring | 30 | 3
23 | 09 41 00 | Resinous Flooring | 30 | 3
24 | 09 51 00 | Acoustical Ceilings | 11 | 5
25 | 09 60 00 | Flooring | 30 | 3
26 | 09 64 00 | Wood Flooring | 11 | 4
27 | 09 90 00 | Painting | 43 | 5
28 | 10 22 00 | Demountable Partitions | 0 | 0 | Did not receive specification or confimation of locations
29 | 10 28 00 | Specialties | 15 | 3
30 | 10 30 00 | Fireplace | 1 | 1
31 | 10 51 00 | Lockers | 2 | 2 | Only 2 manufactueres specified
32 | 10 53 00 | Signage | 0 | 0 | Allowance
33 | 10 73 00 | Canopy | 0 | 0 | Allowance
34 | 11 40 00 | Food Service & Laundry Equipment | 16 | 1 | All but 1 sub backed out due to equipment supply by others
35 | 11 40 00 | Appliances | 1 | 1
36 | 12 20 00 | Window Treatments | 21 | 2
37 | 13 11 00 | Swimming Pool, Spas & Water Features | 8 | 7
38 | 13 12 00 | Spa Rooms: Steam, Sauna, Hammam, Snow Room | 1 | 1 | Only Design for Leisure can provide their product
39 | 14 00 00 | Elevators | 4 | 1 | Specified as Otis
40 | 14 91 00 | Linen Chute | 6 | 1
41 | 21 13 00 | Fire Protection Systems | 22 | 4
42 | 22 00 00 | Plumbing | 62 | 5
43 | 23 00 00 | HVAC | 99 | 6
44 | 26 00 00 | Electrical | 45 | 4
45 | 27 10 00 | Structured Cabling | 43 | 4
46 | 27 40 00 | Audio Visual Systems | 42 | 4
47 | 27 50 00 | BDA System | 2 | 2
48 | 28 10 00 | Electronic Security & Safety Systems | 40 | 2
49 | 31 30 10 | Sitework | 1 | 1 | Only solicited from Guettler Brothers
50 | 31 32 00 | Soil Stabilization | 0 | 0 | Not enough info provided to bid.
51 | 32 14 00 | Hardscape - Walls | 0 | 0 | All allowances
52 | 32 14 00 | Hardscape - Pavers & Stone | 13 | 6
53 | 32 31 00 | Fencing & Gates | 9 | 1 | Most fence subs will only bid aluminum.
54 | 32 80 00 | Landscaping & Irrigation | 19 | 5
55
|  |  | 1037 | 155

## Allowances
Atlantic Fields Club Core / Dock Bar / Spa Pods / Water Features
Hobe Sound
Allowances
2026-05-04
NO. | CSI DIV | DESCRIPTION | VALUE
1 | 03 30 00 | Note S-200 - Contractor Shall Include In His Base Bid The Cost Of 5 Tons Of Additional Reinforcing Steel, Including Detailing, Fabrication, Bending, Furnishing, And Placing. This Extra Stock Shall Be Furnished And Used For Special Conditions As Directed By The Architect, The Architect'S Agent Or By The Owner'S Construction Supervisor. The Price Of The Unused Extra Stock Shall Be Credited To The Owner'S Account. | 25000 | zss
2 | 05 10 00 | Structural Steel Shown Not Sized | 193446
3 | 05 10 00 | Steel framing at opening for Pergola - S-131 | 14100
4 | 05 10 00 | Steel shown on architectural plans only | 149601
5 | 05 10 00 | Steel allowance for arch/struct steel not coordinated, incomplete drawings. | 210000
6 | 05 10 00 | Spec section 05 12 00 - 3.8 - A. --- All Steel to received SSPC-SP10 Blast & Carbo Zinc II HS Coating | 350000
7 | 05 10 00 | Note S-200 - Contractor Shall Include In His Base Bid The Cost Of 10,000 Pounds Of Additional Structural Steel (Members Over 10 Lbs. Per Foot) And 10,000 Pounds Of Miscellaneous Steel (Members 10 Lbs. Per Foot Or Less) Including Furnishing, Detailing, Fabrication, Cleaning, Painting, Delivery And Erection. | 60000
8 | 05 10 00 | Spa Pods - Steel shown on architectural plans only | 45998
9 | 05 10 00 | Facilitate steel erection - Crane access before lake fill? Crane barge? CANNOT MAKE FINAL DETERMININATION UNTIL BASE STRUCTURE IS COMPLETE AND WE UNDERSTAND EXISTING CONDITIONS. | 144000
10 | 05 70 00 | Ribbon Canopy - Decorative steel angle w/ high performance finish - not enough detail | 32580
11 | 05 70 00 | Club Core - Exterior metal plate cladding - MT-01 - not enough detail | 288100
12 | 05 70 00 | Club Core - Exterior metal plate cladding at planters - MT-01 & MT-04 - not enough detail | 154759
13 | 05 70 00 | Club Core - Misc metal plate trim - not enough detail | 22365
14 | 05 70 00 | Dock Bar - MT--05 misc metal plate trim - not enough detail | 47180
15 | 05 70 00 | Spa Pods - MT--05 misc metal plate trim - not enough detail | 63350
16 | 06 40 00 | Club Core Dining - Mechanical Yard Screen. Need WD-11 spec | 116400
17 | 06 40 00 | Club Core Dining - soffit - Port Cochere - Details incomplete | 21870
18 | 06 40 00 | Club Core Fitness - WD-06: Trellis - overhang - Details incomplete | 53039
19 | 06 40 00 | Wellness WD-06: Trellis - lower roof overhang - Details incomplete | 76800
20 | 06 40 00 | Wellness WD-06: Trellis - upper roof overhang - Details incomplete | 42720
21 | 06 40 00 | Fitness Pool Cabanas - No dimensions | 508440
22 | 06 50 00 | Club Core Dinning - Banquettes (D-008 & D-102) | 210000
23 | 06 50 00 | Club Core Wellness - Stainless-Steel cabinets for Cart wash and prep stations | 43000
24 | 07 50 00 | Ribbon Canopy gutters - no detail - assume aluminum | 27150
25 | 07 50 00 | Ribbon Canopy downspouts? - no detail - assume aluminum | 2500
26 | 08 10 00 | Aluminum - Custom Engineered - Stacked Panel Shutter - no details | 84996
27 | 08 50 00 | Glass Railings - conflicting details, missing detail | 149000
28 | 10 22 00 | Demountable Partitions - Dining - specifications & locations not provided | 17246
29 | 10 22 00 | Demountable Partitions - Wellness - specifications & locations not provided | 30389
30 | 10 51 00 | Employee Lockers - RFI response changed type - no spec provided | 26800
31 | 10 53 00 | Interior & Exterior Signage - sizes, locations, types not provided | 52750
32 | 10 73 00 | Retractable Awning Canopy - A6.30 - Skybar | 350000
33 | 12 20 00 | Drapery track only - propvide and install - spec not provided | 11085
34 | 12 20 00 | Roller Shades - installation of power supplies, wiring & controls - not shown on electrical or lighting control drawings | 34500
35 | 13 11 00 | Rock/stone within water feature & surounding rock - material not specified | 817100
36 | 13 11 00 | Water Feature at Dining Entrance - no details | 70000
37 | 13 12 00 | Design for Leisure spas - Lighting controls - nothing shown | 21000
38 | 14 00 00 | FOH Cab finishes - ID-6.90 - details vague , assume for FOH cabs only | 75000
39 | 22 00 00 | ID Manual plumbing fixtures - ID Manual and plumbing drawings fixture schedule are not coordinated | 25000
40 | 22 00 00 | Plumbing for Wellness spa rooms not shown on plumbing plans | 31000
41 | 22 00 00 | Laundry Equipment - plumbing - drawings incomplete | 5000
42 | 23 00 00 | Cooling options for Snow Room - see sheet 16 of Spa Model plans - no options shown on HVAC plans for providing service | 7500
43 | 26 00 00 | Site Lighting \ Landscape Lighting - electrical site lighting plans are incomplete. Fixture location plans that are part of Hardscape Lighting Plans are incomplete. | 400000
44 | 32 14 00 | Hardscape - Concrete Retaining Walls - no structural details - assume 12" depth footing cover. | 806000
45 | 32 14 00 | Hardscape - French drain at retaining walls - no details | 24700
46 | 32 14 00 | Hardscape - Pier for gate detail - no structural details - 8" CMU? | 39600
47 | 32 14 00 | Hardscape - Pool Condenser Enclosure - no structural details - 8" CMU? | 5600
48 | 32 14 00 | Hardscape - Concrete apron at Amphitheater - 6" - no structural details | 1100
49 | 32 14 00 | Hardscape - Concrete apron (wall?) at Dining stairs - no details | 2100
50 | 32 14 00 | Hardscape - Stone Veneer - Irregular Florida Keystone - full thickness - 3" to 4" - not able to accurately determine wall heights and stone exposure | 542938
51 | 32 31 00 | Fence & Gates - Wood Pool Enclosure Gate - no detail or dimensions | 25000
52 | 32 80 00 | Landscape - Root barrier - need to confirm locations | 98000
53
54
55 |  | Total | 6655802

## Cost Summary
Atlantic Fields Club Core / Dock Bar / Spa Pods / Water Features
Hobe Sound
Hard Bid - Cost Summary
2026-05-04 05:19
CSI | CSI DESCRIPTION | Club Core | Dock & Bar | Spa Pods | Hardscape, Landscape & Water Features | Site Work | TOTAL | $/SF
02 21 00 | Surveying | 22000 | 0 | 9350 | 22000 | 20000 | 73350 |  |  | 0
03 30 00 | Concrete & CMU | 7239482 | 108738 | 300788 |  |  | 7649008 |  |  | 0
04 40 00 | Stone Veneer | 983329 |  |  |  |  | 983329 |  |  | 0
05 10 00 | Structural Steel | 4903059 | 368224 | 67958 |  |  | 5339241 |  |  | 0
05 52 00 | Handrails & Railings | 0 | 138000 | 0 |  |  | 138000 |  |  | 0
05 70 00 | Interior & Exterior Architectural Metals | 1247804 | 47180 | 63350 |  |  | 1358334 |  |  | 0
06 10 00 | Rough Carpentry | 109293 | 42397 | 141562.92 |  |  | 293252.92 |  |  | 0
06 40 00 | Exterior Finish Carpentry | 3087156.7525 | 611228.5808 | 708166.6667 |  |  | 4406552 |  |  | 0
06 50 00 | Millwork | 6072272 | 590857 | 194657 |  |  | 6857786 |  |  | 0
07 17 00 | Waterproofing & Caulking | 2045883.5 | 8509 | 29850 |  |  | 2084242.5 |  |  | 0
07 21 00 | Insulation | 16261 | 36200 | 20510 |  |  | 72971 |  |  | 0
07 50 00 | Roofing | 2220525 | 60300 | 92210 |  |  | 2373035 |  |  | 0
07 81 00 | Fireproofing | 343200 |  |  |  |  | 343200 |  |  | 0
08 10 70 | Doors, Frames, & Hardware | 555850 | 19950 | 135946 |  |  | 711746 |  |  | 0
08 11 00 | Roll-Up Insect Screens | 260965.481 | 61218.1379 | 39820.5146 |  |  | 362004.1335 |  |  | 0
08 33 00 | Overhead Coiling Doors | 20237.39 |  |  |  |  | 20237.39 |  |  | 0
08 50 00 | Storefront / Glass | 2327406.34 |  | 247760.7 |  |  | 2575167.04 |  |  | 0
08 60 00 | Skylights | 24736 |  |  |  |  | 24736 |  |  | 0
09 24 00 | Stucco | 200300 |  |  |  |  | 200300 |  |  | 0
09 26 00 | Plaster | 565992.54 |  |  |  |  | 565992.54 |  |  | 0
09 29 00 | Drywall / Framing | 2972787 | 76546 | 148960 |  |  | 3198293 |  |  | 0
09 30 00 | Tile Work, Tile & Stone Flooring | 2681349.72 | 4619.2 | 207716.73 |  |  | 2893685.65 |  |  | 0
09 41 00 | Resinous Flooring | 223898.42 | 12480 | 0 |  |  | 236378.42 |  |  | 0
09 51 00 | Acoustical Ceilings | 1536725 | 2960 | 106490 |  |  | 1646175 |  |  | 0
09 60 00 | Flooring | 279493.41 | 0 | 11766.18 |  |  | 291259.59 |  |  | 0
09 64 00 | Wood Flooring | 879439.93 | 14434.03 | 0 |  |  | 893873.96 |  |  | 0
09 90 00 | Painting | 935578.34 | 25276 | 14685 |  |  | 975539.34 |  |  | 0
10 22 00 | Demountable Partitions | 47635 |  |  |  |  | 47635 |  |  | 0
10 28 00 | Specialties | 99213.86 | 9942.3 | 11170.6 |  |  | 120326.76 |  |  | 0
10 30 00 | Fireplace | 28550 |  |  |  |  | 28550 |  |  | 0
10 51 00 | Lockers | 414093.8 |  |  |  |  | 414093.8 |  |  | 0
10 53 00 | Signage | 36500 | 1050 | 7700 |  | 7500 | 52750 |  |  | 0
10 73 00 | Canopy | 350000 |  |  |  |  | 350000 |  |  | 0
11 40 00 | Food Service & Laundry Equipment | 184253.95 | 4480 |  |  |  | 188733.95 |  |  | 0
11 40 00 | Appliances | 102552 | 11984 |  |  |  | 114536 |  |  | 0
12 20 00 | Window Treatments | 451948.82 | 6420 | 3000 |  |  | 461368.82 |  |  | 0
13 11 00 | Swimming Pool, Spas & Water Features | 1910189 |  | 234057 | 3951946 |  | 6096192 |  |  | 0
13 12 00 | Spa Rooms: Steam, Sauna, Hammam, Snow Room | 1706404 |  |  |  |  | 1706404 |  |  | 0
14 00 00 | Elevators | 1230500 |  |  |  |  | 1230500 |  |  | 0
14 91 00 | Linen Chute | 42026 |  |  |  |  | 42026 |  |  | 0
21 13 00 | Fire Protection Systems | 319000 |  |  |  |  | 319000 | 3.7031 |  | 0
22 00 00 | Plumbing | 3758478 | 140000 | 88622 |  |  | 3987100 | 46.2841 |  | 0
23 00 00 | HVAC | 4652684 | 54504 | 562496 |  |  | 5269684 | 61.173 |  | 0
26 00 00 | Electrical | 4679125 | 296113 | 281439 | 400000 |  | 5656677 | 65.6654 |  | 0
27 10 00 | Structured Cabling | 358290.72 | 27213.11 | 26005.11 |  |  | 411508.94 | 4.777 |  | 0
27 40 00 | Audio Visual Systems | 728428.08 | 33762.14 | 81614.28 |  |  | 843804.5 | 9.7953 |  | 0
27 50 00 | BDA System | 95500 |  |  |  |  | 95500 | 1.1086 |  | 0
28 10 00 | Electronic Security & Safety Systems | 401795.28 |  |  |  |  | 401795.28 | 4.6642 |  | 0
31 30 10 | Sitework |  |  |  |  | 2628144 | 2628144 |  |  | 0
31 32 00 | Soil Stabilization |  |  |  |  | 0 | 0 |  |  | 0
32 14 00 | Hardscape - Walls |  |  |  | 2205447 |  | 2205447 |  |  | 0
32 14 00 | Hardscape - Pavers & Stone |  |  |  | 2904043 |  | 2904043 |  |  | 0
32 31 00 | Fencing & Gates |  |  |  | 206780 |  | 206780 |  |  | 0
32 80 00 | Landscaping & Irrigation |  |  |  | 1769458.72 |  | 1769458.72 |  |  | 0
35 00 00 | Marine (Pier & Dock) Construction |  | (by others) |  |  |  | 0 |  |  | 0
0
| SUB-TOTAL 1 (Cost of Work) Building | 63352192.3335 | 2814585.4988 | 3837651.7012 | 11459674.72 | 2655644 | 84119748.2535 | 197.1707 |  | 0
| GC Contingency | 1267043.8467 | 56291.71 | 76753.034 | 229193.4944 | 53112.88 | 1682394.9651 |  | 2% | 0
| SUB-TOTAL 2 (Contingencies) | 64619236.1802 | 2870877.2087 | 3914404.7353 | 11688868.2144 | 2708756.88 | 85802143.2186 | 197.1707 |  | 0
| General Conditions | 3283436.0035 | 145875.1627 | 198898.9378 | 593935.3822 | 137637.496 | 4359782.9822 |  | 5.081% | 0
| General Requirements | 981937.2433 | 43625.1095 | 59482.2846 | 177621.026 | 41161.5708 | 1303827.2341 |  | 1.52% | 0
| Procore Expense | 56483.9354 | 2509.4454 | 3421.597 | 10217.2869 | 2367.7353 | 75000 |  | 0.08741% | 0
| Inspections, Testing | [5 empty] | By Owner
| Permits | [5 empty] | By Owner
| Builders Risk Insurance & Deductibles | [5 empty] | By Owner
| Subcontractor Default Insurance | 969288.5427 | 43063.1581 | 58716.071 | 175333.0232 | 40631.3532 | 1287032.1483 |  | 1.5% | 0
| General Liability Insurance | 873173.7246 | 38793.008 | 52893.7754 | 157946.9706 | 36602.3413 | 1159409.8198 |  | 1.25% | 0
| SUB-TOTAL 3 (Bonds, Insurances, & GC's) | 70783555.6297 | 3144743.0923 | 4287817.401 | 12803921.9033 | 2967157.3766 | 93987195.403 | 197.1707 |  | 0
| GC Fee (OH&P) | 3362218.8924 | 149375.2969 | 203671.3265 | 608186.2904 | 140939.9754 | 4464391.7816 | 9.3656 | 4.75% | 0
| ESTIMATE TOTAL | 74145774.5221 | 3294118.3892 | 4491488.7276 | 13412108.1937 | 3108097.352 | 98451587.1846 | 860.719 |  | 0
| GSF | 86144 | 2528 | [6 empty] | 88672
| Cost per sf | 860.719 | 1303.0532
0.014695

## GCs & GRs
Contract Reference | General Condition Ref. | Atlantic Fields Club Core / Dock Bar / Spa Pods / Water Features
|  | Construction |  |  | Activity |  | Start | Finish | Days | Weeks | Months | % Time | Remarks |  |  | Start | Finish | Days | Weeks | Months
[5 empty] | Construction |  | 2025-07-01 | 2027-09-02 | 793 | 113.2857 | 26.0684
[5 empty] | Close Out |  |  |  | 30.4 | 4.33 | 1
[5 empty] | General Conditions |  | General Req. - Field Office |  | General Req. |  | Total
|  | Description | Qty. | U | Unit Cost | Const. | Unit | General | Unit | General |  |  |  | LABOR RATE FY 2025 *Updated 09.26.24
[5 empty] | Cost | Cond. | Cost | Req. | Cost | Req.
|  | Field Labor - Construction | [8 empty] | 4280977.3286
|  | Project Executive | 124.4286 | wks | 1813.2 | 225613.8857 |  |  |  |  | 225613.8857 | 25% |  | 181.32 | Construction | 2025-04-14 | 2027-09-02 | 871 | 124.4286 | 29.0333
|  |  | 113.2857 | wks | 0 | 0 |  |  |  |  | 0 | 0%
|  | Senior Project Manager | 124.4286 | wks | 6011.2 | 747965.0286 |  |  |  |  | 747965.0286 | 100% |  | 150.28 | Construction | 2025-04-14 | 2027-09-02 | 871 | 124.4286 | 29.0333
|  | Project Manager - Level 2 | 113.2857 | wks | 0 | 0 |  |  |  |  | 0 | 0%
|  | Project Manager - Level 1 | 111 | wks | 4336.4 | 481340.4 |  |  |  |  | 481340.4 | 100% |  | 108.41 | Construction | 2025-07-17 | 2027-09-02 | 777 | 111 | 25.9
|  | Project Administator | 111 | wks | 3059.2 | 339571.2 |  |  |  |  | 339571.2 | 100% |  | 76.48 | Construction | 2025-07-17 | 2027-09-02 | 777 | 111 | 25.9
|  | Project Accountant | 111 | wks | 1973.6 | 219069.6 |  |  |  |  | 219069.6 | 50% |  | 98.68 | Construction | 2025-07-17 | 2027-09-02 | 777 | 111 | 25.9
|  | Assistant Project Manager | 113.2857 | wks | 0 | 0 |  |  |  |  | 0 | 0% |  |  | Construction |  |  | 0 | 0 | 0
|  | Superintendent - Level 3 | 117.2857 | wks | 6060.4 | 710798.3429 |  |  |  |  | 710798.3429 | 100% |  | 151.51 | Construction | 2025-06-03 | 2027-09-02 | 821 | 117.2857 | 27.3667
|  | Superintendent - Level 2 | 97.4286 | wks | 5087.2 | 495638.6286 |  |  |  |  | 495638.6286 | 100% |  | 127.18 | Construction | 2025-10-20 | 2027-09-02 | 682 | 97.4286 | 22.7333
|  | Superintendent - Level 2 | 81.4286 | wks | 5087.2 | 414243.4286 |  |  |  |  | 414243.4286 | 100% |  | 127.18 | Construction | 2026-02-09 | 2027-09-02 | 570 | 81.4286 | 19
|  | Superintendent - Level 1 | 113.2857 | wks | 0 | 0 |  |  |  |  | 0 | 0%
|  | Assistant Superinterndent | 113.2857 | wks | 0 | 0 |  |  |  |  | 0 | 0% |  |  | Construction | 2025-07-01 | 2027-09-02 | 793 | 113.2857 | 26.4333
|  | Quality Control Manager | 113.2857 | wks | 1183.7 | 134096.3 |  |  |  |  | 134096.3 | 25% |  | 118.37 | Construction |  |  | 0 | 0 | 0
|  | Foreman | 113.2857 | wks | 1910.4 | 216421.0286 |  |  |  |  | 216421.0286 | 100% |  | 47.76
|  | Accounting | 113.2857 | wks | 1066.64 | 120835.0743 |  |  |  |  | 120835.0743 | 20% |  | 133.33 | Construction |  |  | 0 | 0 | 0
|  | VDC Manager | 113.2857 | wks | 1181.4 | 133835.7429 |  |  |  |  | 133835.7429 | 25% |  | 118.14 | Construction |  |  | 0 | 0 | 0
|  | Safety Supervisor/Inspector | 113.2857 | wks | 366.76 | 41548.6686 |  |  |  |  | 41548.6686 | 10% |  | 91.69 | Construction |  |  | 0 | 0 | 0
|  | Field Labor - Close Out | [8 empty] | 78805.6536
|  | Project Executive | 4.33 | wks | 725.28 | 3140.4624 |  |  |  |  | 3140.4624 | 10% |  | 181.32
|  | Senior Project Manager | 4.33 | wks | 0 | 0 |  |  |  |  | 0 | 0% |  | 0
|  | Project Manager - Level 3 | 4.33 | wks | 6011.2 | 26028.496 |  |  |  |  | 26028.496 | 100% |  | 150.28
|  | Project Manager - Level 2 | 4.33 | wks | 0 | 0 |  |  |  |  | 0 | 0% |  | 0
|  | Project Manager - Level 1 | 4.33 | wks | 4336.4 | 18776.612 |  |  |  |  | 18776.612 | 100% |  | 108.41
|  | Project Administator | 4.33 | wks | 0 | 0 |  |  |  |  | 0 | 0% |  | 76.48
|  | Assistant Project Manager | 4.33 | wks | 0 | 0 |  |  |  |  | 0 | 0% |  | 0
|  | Superintendent - Level 3 | 4.33 | wks | 6060.4 | 26241.532 |  |  |  |  | 26241.532 | 100% |  | 151.51
|  | Superintendent - Level 2 | 4.33 | wks | 0 | 0 |  |  |  |  | 0 | 0% |  | 127.18
|  | Superintendent - Level 1 | 4.33 | wks | 0 | 0 |  |  |  |  | 0 | 0% |  | 0
|  | Assistant Superinterndent | 4.33 | wks | 0 | 0 |  |  |  |  | 0 | 0% |  | 0
|  | Foreman | 4.33 | wks | 0 | 0 |  |  |  |  | 0 | 0% |  | 47.76
|  | Accounting | 4.33 | wks | 1066.64 | 4618.5512 |  |  |  |  | 4618.5512 | 20% |  | 133.33
|  | VDC Manager | 4.33 | wks | 0 | 0 |  |  |  |  | 0 | 0% |  | 118.14
|  | Safety Supervisor/Inspector | 4.33 | wks | 0 | 0 |  |  |  |  | 0 | 0% |  | 91.69
|  | Field Office - Contractor | [8 empty] | 247378.7607
|  | Field Office Set Up / Removal - Double Wide | 1 | ea |  |  | 16000 | 16000 | ` |  | 16000
|  | Field Office - Double Wide | 26.0684 | mos |  |  | 3500 | 91239.3162 |  |  | 91239.3162
|  | Field Office Set Up / Removal - Single Wide |  | ea |  |  | 15958 | 0 |  |  | 0 |  | WILLSCOT 4/16/2024 (36x10 mobile office)
|  | Field Office - Single Wide |  | mos |  |  | 1732 | 0 |  |  | 0 |  | WILLSCOT 4/16/2024 (36x10 mobile office)
|  | Field Office Set Up / Removal - Connex | 1 | ea |  |  | 1371 | 1371 |  |  | 1371 |  | WILLSCOT 20' COMBO W/10' OFFICE
|  | Field Office - Conex | 18 | mos |  |  | 573 | 10314 |  |  | 10314 |  | WILLSCOT 20' COMBO W/10' OFFICE
|  | Connect Telephone Lines | 1 | ea |  |  | 2000 | 2000 |  |  | 2000
|  | Telephone | 26.0684 | mos |  |  | 250 | 6517.094 |  |  | 6517.094
|  | Cellular Telephones | 26.0684 | mos |  |  | 0 | 0 |  |  | 0 |  | In labor rates
|  | Furniture | 0 | ls |  |  | 500 | 0 |  |  | 0
|  | Office Supplies | 26.0684 | mos |  |  | 100 | 2606.8376 |  |  | 2606.8376
|  | Drinking Water | 26.0684 | mos |  |  | 50 | 1303.4188 |  |  | 1303.4188
|  | Janitor Supplies/Cleaning | 26.0684 | mos |  |  | 250 | 6517.094 |  |  | 6517.094
|  | Computers | 0 | ls |  |  | 0 | 0 |  |  | 0
|  | Printers | 2 | ls |  |  | 500 | 1000 |  |  | 1000
|  | Copy Machine | 1 | ls |  |  | 750 | 750 |  |  | 750
|  | Alarm System | 26.0684 | mos |  |  | 0 | 0 |  |  | 0
|  | Offsite Storage | 12 | mos |  |  | 7500 | 90000 |  |  | 90000
|  | Storage Trailers Set Up / Removal | 4 | ea |  |  | 840 | 3360 |  |  | 3360 |  | willscot 40' trailer
|  | Storage Trailers | 12 | mos |  |  | 1200 | 14400 |  |  | 14400 |  | Rate - $1200 ea. per month
|  | Field Office - Owner | [10 empty] | 0
|  | Field Office Set Up / Removal | 1 | ls |  |  |  |  | 0 | 0 | 0 |  | assume not required
|  | Field Office | 26.0684 | mos |  |  |  |  | 0 | 0 | 0 |  | assume not required
|  | Connect Telephone Lines | 1 | ls |  |  |  |  | 0 | 0 | 0 |  | assume not required
|  | Telephone | 26.0684 | mos |  |  |  |  | 0 | 0 | 0 |  | assume not required
|  | Cellular Telephones | 27.0684 | mos |  |  |  |  | 0 | 0 | 0 |  | assume not required
|  | Furniture | 1 | ls |  |  |  |  | 0 | 0 | 0 |  | assume not required
|  | Office Supplies | 27.0684 | mos |  |  |  |  | 0 | 0 | 0 |  | assume not required
|  | Drinking Water | 27.0684 | mos |  |  |  |  | 0 | 0 | 0 |  | assume not required
|  | Janitor Supplies | 26.0684 | mos |  |  |  |  | 0 | 0 | 0 |  | assume not required
|  | Computers | 1 | ls |  |  |  |  | 0 | 0 | 0 |  | assume not required
|  | Printers | 1 | ls |  |  |  |  | 0 | 0 | 0 |  | assume not required
|  | Copy Machine | 27.0684 | mos |  |  |  |  | 0 | 0 | 0 |  | assume not required
|  | Fax Machine | 1 | ls |  |  |  |  | 0 | 0 | 0 |  | assume not required
|  | Alarm System | 26.0684 | mos |  |  |  |  | 0 | 0 | 0 |  | assume not required
|  | Installation Office Equip. | 1 | ls |  |  |  |  | 0 | 0 | 0 |  | assume not required
|  | Temporary Utilities | [8 empty] | 181598.5812
|  | Temp. Electrical Service | 1 | ls |  |  |  |  | 5000 | 5000 | 5000
|  | Temp. Electrical - Const. Phase | 26.0684 | mos |  |  |  |  | 1050 | 27371.7949 | 27371.7949
|  | Temp. Electrical - Operate Phase | 26.0684 | mos |  |  |  |  | 0 | 0 | 0 |  | by owner
|  | Temp. Wiring & Lighting | 0 | sf |  |  |  |  | 0 | 0 | 0 |  | by elect sub
|  | Temporary Water - Service | 1 | ls |  |  |  |  | 3500 | 3500 | 3500 |  | by owner
|  | Temporary Water | 26.0684 | mos |  |  |  |  | 150 | 3910.2564 | 3910.2564
|  | Temporary Toilets | 26.0684 | mos |  |  |  |  | 4100 | 106880.3419 | 106880.3419 |  | Rate - $350 ea per month
|  | Temporary Toilet Set Up / Removal | 4 | ea |  |  |  |  | 100 | 400 | 400
|  | Temporary Washing Station | 26.1 | mos |  |  |  |  | 820 | 21402 | 21402
|  | Temporary Washing Station Set Up / Removal | 1 | ea |  |  |  |  | 100 | 100 | 100
|  | Temporary Holding Tanks | 26.0684 | mos |  |  |  |  | 500 | 13034.188 | 13034.188
|  | Temporary Ventilation | 0 | ls |  |  |  |  | 0 | 0 | 0
|  | Temporary Cooling | 26.0684 | mos |  |  |  |  | 0 | 0 | 0
|  | Equipment | [8 empty] | 397542.735
|  | Small Tools | 26.0684 | mos |  |  |  |  | 750 | 19551.2821 | 19551.2821
|  | Equipment Rental | 26.0684 | mos |  |  |  |  | 2500 | 65170.9402 | 65170.9402
|  | Shuttle | 26.0684 | mos |  |  |  |  | 12000 | 312820.5128 | 312820.5128
|  | Engineering Instruments | 0 | ls |  |  |  |  | 1000 | 0 | 0
|  | Security | [8 empty] | 110815.4722
| 15000 | Temporary Fence - 6' Post Driven w/ windscreen | 0 | lf |  |  |  |  | 8.3 | 0 | 0 |  | West Side only
|  | Temporary Fence - 8' Post Driven w/ windscreen | 3055 | lf |  |  |  |  | 17.15 | 52393.25 | 52393.25
|  | Temporary Fence - 6' Panels w/ windscreen | 0 | lf |  |  |  |  | 6.49 | 0 | 0
|  | Temporary Fence - 8' Panels w/ windscreen | 0 | lf |  |  |  |  | 7.49 | 0 | 0
|  | Temporary Fence - Gates 8'x24' | 1 | ea |  |  |  |  | 800 | 800 | 800
| 15000 | Temporary Fence Maintain | 26.0684 | mos |  |  |  |  | 150 | 3910.2564 | 3910.2564
|  | Security | 26.1 | mos |  |  |  |  | 1500 | 39150 | 39150
|  | Additional Safety Material/Modifications | 1 | ls |  |  |  |  | 10000 | 10000 | 10000
| 15000 | Temporary Enclosures | 0 | ls |  |  |  |  | 5000 | 0 | 0
|  | Temporary Ladders | 0 | ls |  |  |  |  | 0 | 0 | 0
| 15000 | Building Barricades | 0 | ls |  |  |  |  | 5000 | 0 | 0
| 15000 | Site Barricades | 0 | ls |  |  |  |  | 5000 | 0 | 0
|  | Fire Protection | 26.0684 | mos |  |  |  |  | 125 | 3258.547 | 3258.547
|  | First Aid | 26.0684 | mos |  |  |  |  | 50 | 1303.4188 | 1303.4188
|  | Drug Testing | 0 | ea |  |  |  |  | 0 | 0 | 0
|  | Cleaning | [8 empty] | 272881.4286
|  | Trash Removal - 10yd dumpsters |  | wks |  |  |  |  | 350 | 0 | 0
|  | Trash Removal - 20yd dumpsters |  | wks |  |  |  |  | 400 | 0 | 0
|  | Trash Removal - 30yd dumpsters | 113.2857 | wks |  |  |  |  | 750 | 84964.2857 | 84964.2857 |  | $650/Pull - every 2 weeks
|  | Trash Removal - Field Offices | 113.2857 | wks |  |  |  |  | 0 | 0 | 0
| 17300 | General Building Cleaning | 113.2857 | wks |  |  |  |  | 1040 | 117817.1429 | 117817.1429
|  | Final Building Clean | 70100 | sf |  |  |  |  | 1 | 70100 | 70100
|  | Services | [8 empty] | 72200
| 13200 | CMP Schedule - Set Up | 1 | ls |  |  |  |  | 10000 | 10000 | 10000 |  | Call Assaf Newmark (Spectrum Consulting) to confirm 404-819-4663
| 13200 | CPM Schedule - Updates (Standard Reports) | 26.1 | mos |  |  |  |  | 1650 | 43065 | 43065 |  | Call Assaf Newmark (Spectrum Consulting) to confirm 404-819-4664
| 13200 | CPM Schedule - Updates (Bifurcated Reports) | 0 | mos |  |  |  |  | 300 | 0 | 0 |  | Call Assaf Newmark (Spectrum Consulting) to confirm 404-819-4665
| 13233 | Progress Photos Bldg. - Ground | 26.1 | mos |  |  |  |  | 100 | 2610 | 2610 |  | By site team
| 13233 | Progress Photos Bldg. - Aerial | 26.1 | mos |  |  |  |  | 250 | 6525 | 6525 |  | By site team
|  | Final Photos | 1 | ls |  |  |  |  | 10000 | 10000 | 10000
| 13233 | Video - Owner O&M Demo. | 0 | ls |  |  |  |  | 500 | 0 | 0
|  | Legal | 0 | ls |  |  |  |  | 0 | 0 | 0
|  | Drawings | [8 empty] | 21410.2564
|  | As Built Survey | 1 | ls |  |  |  |  | 0 | 0 | 0
| 10550 | As Built Drawings | 1 | ls |  |  |  |  | 2500 | 2500 | 2500
|  | Plan/Copy Expense | 1 | ls |  |  | 15000 | 15000 |  |  | 15000
|  | Postage - USPS | 26.0684 | mos |  |  | 75 | 1955.1282 |  |  | 1955.1282
|  | Postage - Fed-X | 26.0684 | mos |  |  | 75 | 1955.1282 |  |  | 1955.1282
|  | Testing | [8 empty] | 0
|  | Concrete Testing | 0 | ls |  |  |  |  | 0 | 0 | 0 |  | by owner
|  | Steel Testing | 0 | ea |  |  |  |  | 0 | 0 | 0 |  | by owner
|  | Special Inspectors | 0 | ls |  |  |  |  | 0 | 0 | 0 |  | by owner
|  | Permits | [8 empty] | 0
|  | Building Permits | 0 | ls |  |  |  |  | 0 | 0 | 0 |  | by owner
|  | Impact Fees | 0 | ls |  |  |  |  | 0 | 0 | 0 |  | by owner
|  | Trailer Permits | 0 | ea |  |  |  |  | 0 | 0 | 0 |  | by owner
|  | Off Site Permits | 0 | ls |  |  |  |  | 0 | 0 | 0 |  | by owner
|  | Travel | [8 empty] | 0
|  | Airfare | 0 | mos |  |  |  |  | 0 | 0 | 0
|  | Hotel | 0 | mos |  |  |  |  | 0 | 0 | 0
|  | Per Diem | 0 | mos |  |  |  |  | 0 | 0 | 0
|  | Other | 0 | mos |  |  |  |  | 0 | 0 | 0
|  | Other | [8 empty] | 0
|  | Project Sign | 1 | ea |  |  |  |  | 0 | 0 | 0
|  | Temporary Parking | 0 | ls |  |  |  |  | 0 | 0 | 0
|  | Legal Notices | 0 | ea |  |  |  |  | 0 | 0 | 0
|  | Total |  |  |  | 4359782.9822 |  | 266289.0171 |  | 1037538.217 | 5663610.2163
[9 empty] | Total GCs |  | 4359782.9822
[9 empty] | Total GRs |  | 1303827.2341
[9 empty] | Total GCs & GRs |  | 5663610.2163 | 217259.8017
0
Note on N63: Ryan Hutchins: Lets update. Please referfnece vender and quote date for tracking purposes

## 02 21 Survey
Hedrick Plug
[5 empty] | X | Excluded
[5 empty] | I | Included
| BACK TO SUMMARY SHEET |  |  |  |  | Sub Add/Deduct
Project: | Atlantic Fields Club Core |  |  |  |  | Company | Velcon Engineering and Surveying
Trade: | Surveying |  |  |  |  | Contact
CSI Code: | 02 21 00 |  |  |  |  | Phone
Date: | [5 empty] | Email
[6 empty] | Adjusted Bid | 73350 |  | 0 |  | 0 |  | 0 |  | 0 |  | 0
BID DOCUMENTS: |  | Plan/ Spec. Package | QTY | U/M | Unit Cost | Subtotal | Yes/No | Price | Yes/No | Price | Yes/No | Price | Yes/No | Price | Yes/No | Price | Yes/No | Price
GENERAL INCLUSIONS
INCLUDES ALL SALES TAX
ALL HOISTING & RIGGING REQUIRED TO COMPLETE THIS SCOPE
PROVIDE P&P BONDS
FLORIDA STATE CONTRACTORS LIC.
GENERAL LIABILITY AND WORKERS COMP. INSURANCE LIMITS
STATE AND LOCAL TAXES
SPECIFIC TRADE SCOPE OF WORK REQUIREMENTS
BASE BID
| Club Core | [6 empty] | 22000 |  | 0 |  | 0 |  | 0 |  | 0 |  | 0
| Set up digital files |  | 1 | ls | 1500 | 1500 |  | 1500
| Calculations |  | 1 | ls | 1000 | 1000 |  | 1000
| Verify horizontal and vertical control |  | 1 | ls | 2500 | 2500 |  | 2500
| Building foundations layout |  | 1 | ls | 4500 | 4500 |  | 4500
| FEMA Certificate |  | 1 | ls | 3000 | 3000 |  | 3000
| Final as-built survey |  | 1 | ls | 7500 | 7500 |  | 7500
| Pool & Spas |  | 1 | ls | 2000 | 2000 |  | 2000
0
| Dock Bar - NA |  |  |  |  | 0 |  | 0 |  | 0 |  | 0 |  | 0 |  | 0 |  | 0
| Base structure will already be in place |  | 1 | ls | 0 | 0
0
| Spa Pods |  |  |  |  | 0 |  | 9350 |  | 0 |  | 0 |  | 0 |  | 0 |  | 0
| Set up digital files |  | 1 | ls | 1500 | 1500 |  | 1500
| Calculations |  | 1 | ls | 1000 | 1000 |  | 1000
| Verify horizontal and vertical control |  | 1 | ls | 750 | 750 |  | 750
| Building foundations layout |  | 1 | ls | 2100 | 2100 |  | 2100
| FEMA Certificate |  | 1 | ls | 1500 | 1500 |  | 1500
| Final as-built survey |  | 1 | ls | 2500 | 2500 |  | 2500
| Pool & Spas |  | 1 | ls |  | 0 |  | 0
0
| Hardsacape |  |  |  |  | 0 |  | 22000 |  | 0 |  | 0 |  | 0 |  | 0 |  | 0
| Set up digital files |  | 1 | ls | 1500 | 1500 |  | 1500
| Calculations |  | 1 | ls | 1000 | 1000 |  | 1000
| Verify horizontal and vertical control |  | 1 | ls | 2000 | 2000 |  | 2000
| Retaining walls |  | 1 | ls | 5000 | 5000 |  | 5000
| Paths & Sidewalks |  | 1 | ls | 7500 | 7500 |  | 7500
| Water Features |  | 1 | ls | 5000 | 5000 |  | 5000
0
| Sitework |  |  |  |  | 0 |  | 20000 |  | 0 |  | 0 |  | 0 |  | 0 |  | 0
|  |  | 1 | ls | 20000 | 20000 |  | 20000
0
0
0
0
| SUBTOTAL |  |  |  |  | 73350 |  | 73350 |  | 0 |  | 0 |  | 0 |  | 0 |  | 0
| BOND RATE | [5 empty] | 0% |  | 0% |  | 0% |  | 0% |  | 0% |  | 0%
| BOND AMOUNT |  |  |  |  | 0 |  | 0 |  | 0 |  | 0 |  | 0 |  | 0 |  | 0
| ADJUSTED TOTAL |  |  |  |  | 73350 |  | 73350 |  | 0 |  | 0 |  | 0 |  | 0 |  | 0
| Cost per SF |  |  |  |  | 0.35522 |  | 0.35522 |  | 0 |  | 0 |  | 0 |  | 0 |  | 0
QUALIFICATIONS
EXCLUSIONS/OWNER PROVIDED ITEMS:
ALTERNATES:
PROPOSED VE (Provide Clear Description):
FULLY LOADED LABOR RATES
Laborer
Mechanic
Superintendent
Project Manager
SCHEDULE
Prepared shop drawings/submittals
Mobilization
Total duration to complete scope of work
Winner
Company
Contact
Phone
Email
Base Bid | 73350
Need Prequalification
Prequalified

## 03 30 CIP Concrete
Hedrick Plug
[5 empty] | X | Excluded
[5 empty] | I | Included
| BACK TO SUMMARY SHEET |  |  |  |  | Sub Add/Deduct
|  |  | PREQUALIFIED? (If not, add Sub Bond) |  |  |  | YES |  | NO |  | NO |  | YES |  | NO |  | YES |  | YES
Project: | Atlantic Fields Club Core |  |  |  |  | Company | Victory Concrete |  | Construction Trade Part |  | Proshell |  | Starlite Building Serv |  | Cook Shell |  | Ron Kendal |  | Pate Construction
Trade: | Concrete & CMU |  |  |  |  | Contact | Jeff Grebla |  | David Webster |  | Julien Beauregard |  | Sean Williams |  | Elias Morales |  | Christopher Markley |  | Jason Tartaglia
CSI Code: | 03 30 00 |  |  |  |  | Phone | (561) 227-9577 |  | (561) 441-9752 |  | (561) 889-0405 |  | (561) 719-7607 |  | (772) 247-7150 |  | (754) 233-1319 |  | (561) 261-7473
Date: | [5 empty] | Email | jsgrebla@vconcreteco.com |  | davew@ctpflorida.com |  | julien@proshellconstruction.com |  | starlitebuildingservices.com |  | EMorales@cookshellcontractors.com |  | cmarkley@ronkm.com |  | jason.tartaglia@pateformwork.com
[6 empty] | Adjusted Bid | 7649008 |  | 6434574.12 |  | 7348275.84 |  | 7223508 |  | 7702632 |  | 8088319.5 |  | 8046000
BID DOCUMENTS: |  | Plan/ Spec. Package | QTY | U/M | Unit Cost | Subtotal | Yes/No | Price | Yes/No | Price | Yes/No | Price | Yes/No | Price | Yes/No | Price | Yes/No | Price | Yes/No | Price
GENERAL INCLUSIONS
| INCLUDES ALL SALES TAX | [5 empty] | i |  | i |  | i |  | i |  | i |  | i |  | i
| ALL HOISTING & RIGGING REQUIRED TO COMPLETE THIS SCOPE | [5 empty] | i |  | i |  | i |  | i |  | i |  | i |  | i
| FLORIDA STATE CONTRACTORS LIC. | [5 empty] | i |  | i |  | i |  | i |  | i |  | i |  | i
| GENERAL LIABILITY AND WORKERS COMP. INSURANCE LIMITS | [5 empty] | i |  | i |  | i |  | i |  | i |  | i |  | i
| STATE AND LOCAL TAXES | [5 empty] | i |  | i |  | i |  | i |  | i |  | i |  | i
SPECIFIC TRADE SCOPE OF WORK REQUIREMENTS
BASE BID
| Club Core |  |  |  |  | 8178756 |  | 7239482 |  | 5906473 |  | 6411042 |  | 6808825 |  | 7198900 |  | 7413100 |  | 7646000
| Base Bid |  |  |  |  | 0 |  | 7193482 |  | 5769781 |  | 6274350 |  | 6672133 |  | 7152900 |  | 7367100 |  | 7600000
| Dining |  |  |  |  | 0
| Beams |  | 43.82 | cy | 1600 | 70112 | I |  |  |  | I |  | I |  | I |  | I |  | I
| DB-1 |  | 12.62 | cy |  | 0 | [14 empty] | DB-1 | 2' 8" | 128 | LF | 12.62 | CY
| DTB-1 |  | 11.7 | cy |  | 0 | [14 empty] | DTB-1 | 2' 0" | 255 | LF | 11.7 | CY
| DTB-2 |  | 19.5 | cy |  | 0 | [14 empty] | DTB-2 | 2' 0" | 395 | LF | 19.5 | CY
| Columns |  | 23.91 | cy | 1800 | 43038 | I |  |  |  | I |  | I |  | I |  | I |  | I
| DC-1 to 14-11" |  | 1.1 | cy |  | 0 | [14 empty] | DC-1 to 14-11" | 14' 11" | 1 | EA | 1.1 | CY
| DC-1 to 14-2" |  | 3.15 | cy |  | 0 | [14 empty] | DC-1 to 14-2" | 14' 2" | 3 | EA | 3.15 | CY
| DC-1 to 17'-0" |  | 2.52 | cy |  | 0 | [14 empty] | DC-1 to 17'-0" | 17' 0" | 2 | EA | 2.52 | CY
| DC-2 to 14'-2" |  | 0.7 | cy |  | 0 | [14 empty] | DC-2 to 14'-2" | 14' 2" | 1 | EA | 0.7 | CY
| DC-2 to 17'-0" |  | 0.84 | cy |  | 0 | [14 empty] | DC-2 to 17'-0" | 17' 0" | 1 | EA | 0.84 | CY
| DC-3 to14'-11" |  | 0.94 | cy |  | 0 | [14 empty] | DC-3 to14'-11" | 17' 0" | 1 | EA | 0.94 | CY
| DCP-1 to 2'-0" |  | 3.33 | cy |  | 0 | [14 empty] | DCP-1 to 2'-0" | 2' 0" | 5 | EA | 3.33 | CY
| DCP-2 to 17'-0" |  | 11.33 | cy |  | 0 | [14 empty] | DCP-2 to 17'-0" | 17' 0" | 9 | EA | 11.33 | CY
| Walls |  | 487.49 | cy | 2000 | 974980 | I |  |  |  | I |  | I |  | I |  | I |  | I
| DCW-1 to 17'-0" |  | 487.49 | cy |  | 0 | [14 empty] | DCW-1 to 17'-0" | 17' 0" | 581 | LF | 487.49 | CY
| Footings |  | 772.73 | cy | 650 | 502275 | I |  |  |  | I |  | I |  | I |  | I |  | I
| DF140.24 |  | 493.46 | cy |  | 0 | [14 empty] | DF140.24 | 2' 0" | 476 | LF | 493.46 | CY | 2 | 476
| DF180150 |  | 30 | cy |  | 0 | [14 empty] | DF180150 | 3' 0" | 1 | EA | 30 | CY | 3 | 1
| DF200150 |  | 100 | cy |  | 0 | [14 empty] | DF200150 | 3' 0" | 3 | EA | 100 | CY | 3 | 3
| DF40.12 |  | 17.06 | cy |  | 0 | [14 empty] | DF40.12 | 1' 0" | 115 | LF | 17.06 | CY | 1 | 115
| DF45 - Dining Port C |  | 6 | cy |  | 0 | [14 empty] | DF45 - Dining Port C | 1' 4" | 6 | EA | 6 | CY | 1.33 | 6
| DF50 |  | 14.04 | cy |  | 0 | [14 empty] | DF50 | 1' 2" | 13 | EA | 14.04 | CY | 1.17 | 13
| DF60 |  | 10.67 | cy |  | 0 | [14 empty] | DF60 | 1' 4" | 6 | EA | 10.67 | CY | 1.33 | 6
| DF65 |  | 4.17 | cy |  | 0 | [14 empty] | DF65 | 1' 4" | 2 | EA | 4.17 | CY | 1.33 | 2
| DF70 |  | 4.84 | cy |  | 0 | [14 empty] | DF70 | 1' 4" | 2 | EA | 4.84 | CY | 1.33 | 2
| DF85 |  | 12.04 | cy |  | 0 | [14 empty] | DF85 | 1' 6" | 3 | EA | 12.04 | CY | 1.5 | 3
| DF95 |  | 5.57 | cy |  | 0 | [14 empty] | DF95 | 1' 8" | 1 | EA | 5.57 | CY | 1.67 | 1
| DFXXX.24 |  | 74.88 | cy |  | 0 | [14 empty] | DFXXX.24 | 2' 0" | 50 | LF | 74.88 | CY | 2 | 50
| Planters |  |  |  |  | 0
| Dining Level 1 |  | 2.1696 | cy | 1600 | 3471 | I |  |  | 3471 |  | 3471 |  | 3471 | I |  | I |  | I
0.58 | see 4/A8.11, /A4.01, A2.20 outside |  | 1.0526 | cy |  | 0
0.58 | see 4/A8.11, /A4.01, A2.20 inside |  | 1.117 | cy |  | 0
| Dining Level 2 |  | 36.6732 | cy | 1500 | 55010 | I |  |  | 55010 |  | 55010 |  | 55010 | I |  | I |  | I
2.3 | see 2/8.11, 2/A4.00, A2.30 front |  | 19.7987 | cy | 1600 | 31678
1.56 | see 2/8.11, 2/A4.00, A2.30 rear |  | 12.87 | cy |  | 0
1.585 | see 2/A4.03, A2.30 |  | 4.0044 | cy |  | 0
0
| Fitness |  |  |  |  | 0
| Beams |  | 61.55 | cy | 1600 | 98480 | I |  |  |  | I |  | I |  | I |  | I |  | I
| FB-1 |  | 7.09 | cy |  | 0 | [14 empty] | FB-1 | 2' 0" | 96 | LF | 7.09 | CY
| FB-2 |  | 16.84 | cy |  | 0 | [14 empty] | FB-2 | 3' 0" | 114 | LF | 16.84 | CY
| FB-3 |  | 2.36 | cy |  | 0 | [14 empty] | FB-3 | 3' 0" | 21 | LF | 2.36 | CY
| FB-4 |  | 3.26 | cy |  | 0 | [14 empty] | FB-4 | 2' 9" | 32 | LF | 3.26 | CY
| FB-5 |  | 2.36 | cy |  | 0 | [14 empty] | FB-5 | 2' 6" | 26 | LF | 2.36 | CY
| FB-6 |  | 0.3 | cy |  | 0 | [14 empty] | FB-6 | 1' 4" | 9 | LF | 0.3 | CY
| FTB-1 |  | 3.76 | cy |  | 0 | [14 empty] | FTB-1 | 1' 4" | 114 | LF | 3.76 | CY
| FTB-2 |  | 23.75 | cy |  | 0 | [14 empty] | FTB-2 | 3' 6" | 183 | LF | 23.75 | CY
| FTB-3 |  | 1.36 | cy |  | 0 | [14 empty] | FTB-3 | 2' 0" | 18 | LF | 1.36 | CY
| FTB-5 |  | 0.47 | cy |  | 0 | [14 empty] | FTB-5 | 2' 0" | 10 | LF | 0.47 | CY
| Columns |  | 13.13 | cy | 1800 | 23634 | I |  |  |  | I |  | I |  | I |  | I |  | I
| FC-1 to 16-7" |  | 0.61 | cy |  | 0 | [14 empty] | FC-1 to 16-7" | 16' 7" | 1 | EA | 0.61 | CY
| FC-2 to 16-7" |  | 2.46 | cy |  | 0 | [14 empty] | FC-2 to 16-7" | 16' 7" | 3 | EA | 2.46 | CY
| FC-3 to 16-7" |  | 1.13 | cy |  | 0 | [14 empty] | FC-3 to 16-7" | 16' 7" | 1 | EA | 1.13 | CY
| FC-4 to 16-7" |  | 2.41 | cy |  | 0 | [14 empty] | FC-4 to 16-7" | 16' 7" | 4 | LF | 2.41 | CY
| FCP-1 to 2'-0" |  | 6.52 | cy |  | 0 | [14 empty] | FCP-1 to 2'-0" | 2' 0" | 9 | EA | 6.52 | CY
| Walls |  | 517.34 | cy | 2000 | 1034680 | I |  |  |  | I |  | I |  | I |  | I |  | I
| FCW-1 to 17'-0" |  | 505.45 | cy |  | 0 | [14 empty] | FCW-1 to 17'-0" | 17' 0" | 602 | LF | 505.45 | CY
| FCW-2 to 17'-0" |  | 11.89 | cy |  | 0 | [14 empty] | FCW-2 to 17'-0" | 17' 0" | 28 | LF | 11.89 | CY
| Footings |  | 631.2 | cy | 650 | 410280 | I |  |  |  | I |  | I |  | I |  | I |  | I
| FF20.12 |  | 8.21 | cy |  | 0 | [14 empty] | FF20.12 | 1' 0" | 111 | LF | 8.21 | CY | 1 | 111
| FF25.12 |  | 4.51 | cy |  | 0 | [14 empty] | FF25.12 | 1' 0" | 49 | LF | 4.51 | CY | 1 | 49
| FF30.12 |  | 4.43 | cy |  | 0 | [14 empty] | FF30.12 | 1' 0" | 40 | LF | 4.43 | CY | 1 | 40
| FF45 |  | 34.88 | cy |  | 0 | [14 empty] | FF45 | 1' 6" | 31 | EA | 34.88 | CY | 1.5 | 31
| FF50 |  | 9.72 | cy |  | 0 | [14 empty] | FF50 | 1' 6" | 7 | EA | 9.72 | CY | 1.5 | 7
| FF55 |  | 5.56 | cy |  | 0 | [14 empty] | FF55 | 1' 6" | 4 | EA | 5.56 | CY | 1.5 | 4
| FF70120 |  | 3.63 | cy |  | 0 | [14 empty] | FF70120 | 1' 2" | 1 | EA | 3.63 | CY | 1.17 | 1
| FF75 |  | 4.86 | cy |  | 0 | [14 empty] | FF75 | 1' 2" | 2 | EA | 4.86 | CY | 1 | 2
| FFXXX.24 |  | 555.4 | cy |  | 0 | [14 empty] | FFXXX.24 | 0" | 7498 | SF | 555.4 | CY | 1.7 | 7498
0
| Wellness |  |  |  |  | 0
| Beams |  | 84.56 | cy | 1600 | 135296 | I |  |  |  | I |  | I |  | I |  | I |  | I
| WB - 01 |  | 35.24 | cy |  | 0 | [14 empty] | WB - 01 | 2' 8" | 357 | LF | 35.24 | CY
| WB - 04 |  | 4.48 | cy |  | 0 | [14 empty] | WB - 04 | 1' 0" | 181 | LF | 4.48 | CY
| WB - 05 |  | 4.6 | cy |  | 0 | [14 empty] | WB - 05 | 1' 4" | 93 | LF | 4.6 | CY
| WB - 06 |  | 1.31 | cy |  | 0 | [14 empty] | WB - 06 | 3' 0" | 18 | LF | 1.31 | CY
| WB - 07 |  | 12.07 | cy |  | 0 | [14 empty] | WB - 07 | 2' 0" | 244 | LF | 12.07 | CY
| WB - 08 |  | 1.58 | cy |  | 0 | [14 empty] | WB - 08 | 1' 0" | 43 | LF | 1.58 | CY
| WB - 08" x 58" |  | 11.64 | cy |  | 0 | [14 empty] | WB - 08" x 58" | 4' 10" | 98 | LF | 11.64 | CY
| WB - 11 |  | 0.62 | cy |  | 0 | [14 empty] | WB - 11 | 1' 4" | 19 | LF | 0.62 | CY
| WB - 12 |  | 1.23 | cy |  | 0 | [14 empty] | WB - 12 | 2' 3" | 11 | LF | 1.23 | CY
| WB - 12" x 58" |  | 9.25 | cy |  | 0 | [14 empty] | WB - 12" x 58" | 4' 10" | 52 | LF | 9.25 | CY
| WB - 13 |  | 2.54 | cy |  | 0 | [14 empty] | WB - 13 | 3' 0" | 17 | LF | 2.54 | CY
| Columns |  | 52.08 | cy | 1800 | 93744 | I |  |  |  | I |  | I |  | I |  | I |  | I
| WC-2 to 17'-0" |  | 5.25 | cy |  | 0 | [14 empty] | WC-2 to 17'-0" | 17' 0" | 3 | EA | 5.25 | CY
| WC-3 to 13'-3" |  | 2.21 | cy |  | 0 | [14 empty] | WC-3 to 13'-3" | 13' 3" | 3 | EA | 2.21 | CY
| WC-3 to 15'-0" |  | 5.83 | cy |  | 0 | [14 empty] | WC-3 to 15'-0" | 15' 0" | 7 | EA | 5.83 | CY
| WC-3 to 17'-0" |  | 5.67 | cy |  | 0 | [14 empty] | WC-3 to 17'-0" | 17' 0" | 6 | EA | 5.67 | CY
| WC-4 to 13'-3" |  | 5.23 | cy |  | 0 | [14 empty] | WC-4 to 13'-3" | 13' 3" | 8 | EA | 5.23 | CY
| WC-4 to 15'-0" |  | 3.7 | cy |  | 0 | [14 empty] | WC-4 to 15'-0" | 15' 0" | 5 | EA | 3.7 | CY
| WC-4 to 17'-0" |  | 0.84 | cy |  | 0 | [14 empty] | WC-4 to 17'-0" | 17' 0" | 1 | EA | 0.84 | CY
| WC-5 to 15'-0" |  | 2.22 | cy |  | 0 | [14 empty] | WC-5 to 15'-0" | 15' 0" | 4 | EA | 2.22 | CY
| WC-5 to 17'-0" |  | 2.52 | cy |  | 0 | [14 empty] | WC-5 to 17'-0" | 17' 0" | 4 | EA | 2.52 | CY
| WC-6 to 17'-0" |  | 1.26 | cy |  | 0 | [14 empty] | WC-6 to 17'-0" | 17' 0" | 1 | EA | 1.26 | CY
| WC-7 to 17'-0" |  | 0.35 | cy |  | 0 | [14 empty] | WC-7 to 17'-0" | 17' 0" | 1 | EA | 0.35 | CY
| WCP-2 to 17'-0" |  | 17 | cy |  | 0 | [14 empty] | WCP-2 to 17'-0" | 17' 0" | 9 | EA | 17 | CY
| Walls |  | 804.43 | cy | 2000 | 1608860 | I |  |  |  | I |  | I |  | I |  | I |  | I
| WCW-1 to 15'-0" |  | 85.25 | cy |  | 0 | [14 empty] | WCW-1 to 15'-0" | 15' 0" | 115 | LF | 85.25 | CY
| WCW-1 to 17'-0" |  | 719.18 | cy |  | 0 | [14 empty] | WCW-1 to 17'-0" | 17' 0" | 857 | LF | 719.18 | CY
| Footings |  | 1253.5 | cy | 650 | 814775 | I |  |  |  | I |  | I |  | I |  | I |  | I
| WF100 |  | 29.63 | cy |  | 0 | [14 empty] | WF100 | 2' 0" | 4 | EA | 29.63 | CY | 2 | 4
| WF120 |  | 49.78 | cy |  | 0 | [14 empty] | WF120 | 2' 4" | 4 | EA | 49.78 | CY | 2.33 | 4
| WF120.24 |  | 73.93 | cy |  | 0 | [14 empty] | WF120.24 | 2' 0" | 83 | LF | 73.93 | CY | 2 | 83
| WF140.24 |  | 630.11 | cy |  | 0 | [14 empty] | WF140.24 | 2' 0" | 608 | LF | 630.11 | CY | 2 | 608
| WF20.12 |  | 1.99 | cy |  | 0 | [14 empty] | WF20.12 | 1' 0" | 27 | LF | 1.99 | CY | 1 | 27
| WF40.12 |  | 7.33 | cy |  | 0 | [14 empty] | WF40.12 | 1' 0" | 50 | LF | 7.33 | CY | 1 | 50
| WF40.14 |  | 10.79 | cy |  | 0 | [14 empty] | WF40.14 | 1' 2" | 62 | LF | 10.79 | CY | 1.17 | 62
| WF4070 |  | 2.42 | cy |  | 0 | [14 empty] | WF4070 | 1' 2" | 2 | EA | 2.42 | CY | 1.17 | 2
| WF45 |  | 15.75 | cy |  | 0 | [14 empty] | WF45 | 1' 6" | 14 | EA | 15.75 | CY | 1.5 | 14
| WF50 |  | 8.64 | cy |  | 0 | [14 empty] | WF50 | 1' 2" | 8 | EA | 8.64 | CY | 1.17 | 8
| WF50.14 |  | 9.02 | cy |  | 0 | [14 empty] | WF50.14 | 1' 2" | 42 | LF | 9.02 | CY | 1.17 | 42
| WF50.18 |  | 13.73 | cy |  | 0 | [14 empty] | WF50.18 | 1' 6" | 49 | LF | 13.73 | CY | 1.5 | 49
| WF70 |  | 2.72 | cy |  | 0 | [14 empty] | WF70 | 1' 6" | 1 | EA | 2.72 | CY | 1.5 | 1
| WF75 |  | 6.94 | cy |  | 0 | [14 empty] | WF75 | 1' 8" | 2 | EA | 6.94 | CY | 1.67 | 2
| WF90 |  | 6 | cy |  | 0 | [14 empty] | WF90 | 2' 0" | 1 | EA | 6 | CY | 2 | 1
| WFXXX.18 |  | 6.01 | cy |  | 0 | [14 empty] | WFXXX.18 | 0" | 108 | SF | 6.01 | CY |  | 108
| WFXXX.20 |  | 14.78 | cy |  | 0 | [14 empty] | WFXXX.20 | 0" | 239 | SF | 14.78 | CY |  | 239
| WFXXX.24 |  | 85.39 | cy |  | 0 | [14 empty] | WFXXX.24 | 0" | 1153 | SF | 85.39 | CY |  | 1153
| WFXXX.30 |  | 278.54 | cy |  | 0 | [14 empty] | WFXXX.30 | 0" | 3008 | SF | 278.54 | CY |  | 3008
| Planters |  |  |  |  | 0 | [21 empty] | 13886
| Wellness Level 2 |  |  |  |  | 0
1.12 | see 2/A8.16, A/4.10, A2.31 |  | 20.1319 | cy | 1600 | 32211 | I |  |  | 32211 |  | 32211 |  | 32211 | I |  | I |  | I
0
| All Buildings |  |  |  |  | 0
| W elev slab - 14" |  | 34.36 | cy | 2000 | 68720 | I |  |  |  | I |  | I |  | I |  | I |  | I |  | W elev slab - 14" | 0" | 795 | SF | 34.36 | CY
| W elev slab - 16" |  | 3.79 | cy | 2000 | 7580 | I |  |  |  | I |  | I |  | I |  | I |  | I |  | W elev slab - 16" | 0" | 77 | SF | 3.79 | CY
| W elev slab - 20" |  | 85.6 | cy | 2200 | 188320 | I |  |  |  | I |  | I |  | I |  | I |  | I |  | W elev slab - 20" | 0" | 1387 | SF | 85.6 | CY
| W Drop Cap - 30" |  | 4.44 | cy | 2500 | 11100 | I |  |  |  | I |  | I |  | I |  | I |  | I |  | W Drop Cap - 30" | 2' 6" | 3 | EA | 4.44 | CY
| elev slab 8" - tunnel lid |  | 36.66 | cy | 1800 | 65988 | I |  |  |  | I |  | I |  | I |  | I |  | I |  | SOD 8" - tunnel lid | 0" | 1485 | SF | 36.66 | CY
| elev slab 8" - Dining roof |  | 16.2 | cy | 1800 | 29160 | I |  |  |  | I |  | I |  | I |  | I |  | I |  | SOF 8" | 0" | 656 | SF | 16.2 | CY
0
| All Buildings |  |  |  |  | 0
| SOD 5" on metal deck |  | 49302 | sf | 8 | 394416 | I |  |  |  | I |  | I |  | I |  | I |  | I |  | SOD 5" | 0" | 2 | SF | 0.04 | CY
| SOG 4" |  | 27917 | sf | 10 | 279170 | I |  |  |  | I |  | I |  | I |  | I |  | I |  | SOG 4" | 0" | 26281 | SF | 324.46 | CY
| SOG 5" |  | 15695 | sf | 12 | 188340 | I |  |  |  | I |  | I |  | I |  | I |  | I |  | SOG 5" | 0" | 15695 | SF | 242.2 | CY
0
| All Buildings - Concrete stairs |  |  |  |  | 0 | I |  | I |  |  |  | I |  | I |  | I |  | I
| Stair Landing 8" - 01 |  | 10.04 | cy | 1500 | 15060 | [14 empty] | Stair Landing 8" - 01 | 10' 1" | 40 | LF | 10.04 | CY | 0
| Stair Landing 8" - 02 |  | 5.02 | cy | 1500 | 7530 | [14 empty] | Stair Landing 8" - 02 | 10' 1" | 20 | LF | 5.02 | CY | 0
| Stair Landing 8" - 03 |  | 3.23 | cy | 1500 | 4845 | [14 empty] | Stair Landing 8" - 03 | 10' 1" | 13 | LF | 3.23 | CY | 0
| Stair Landing 8" - 04 |  | 4.56 | cy | 1500 | 6840 | [14 empty] | Stair Landing 8" - 04 | 10' 1" | 18 | LF | 4.56 | CY | 0
| Stairs 8" - 01 |  | 223.33 | sf | 35 | 7817 | [14 empty] | Stairs 8" - 01 | 4' 0" | 56 | LF | 223.33 | SF | 0
| Stairs 8" - 02 |  | 223.33 | sf | 35 | 7817 | [14 empty] | Stairs 8" - 02 | 4' 0" | 56 | LF | 223.33 | SF | 0
| Stairs 8" - 03 |  | 122.67 | sf | 35 | 4293 | [14 empty] | Stairs 8" - 03 | 4' 0" | 31 | LF | 122.67 | SF | 0
| Stairs 8" - 04 |  | 216.67 | sf | 35 | 7583 | [14 empty] | Stairs 8" - 04 | 4' 0" | 54 | LF | 216.67 | SF | 0
0
| All Buildings - Depressed slab - perimiter of depression |  |  |  |  | 0
| Slab Depression - 1" |  | 247 | lf |  | 0
| Slab Depression - 2" |  | 76 | lf |  | 0
| Slab Depression - 7" |  | 161 | lf |  | 0
0
| All Buildings - 8" CMU |  | 17276.94 | sf | 20 | 345539 | I |  | I |  | I |  | I |  | I |  | I |  | I
| CMU - 08" to 3'-10" D-114 Out Door Dining |  | 393 | sf |  | 0
| CMU - 08" to 13'-3" |  | 1973.94 | sf |  | 0 | [14 empty] | CMU - 08" to 13'-3" | 13' 3" | (unassigned) | 149 | LF | 1973.94 | SF | 0
| CMU - 08" to 14'-11" |  | 2722.66 | sf |  | 0 | [14 empty] | CMU - 08" to 14'-11" | 14' 11" | (unassigned) | 183 | LF | 2722.66 | SF | 0
| CMU - 08" to 14'-2" |  | 794.51 | sf |  | 0 | [14 empty] | CMU - 08" to 14'-2" | 14' 2" | (unassigned) | 56 | LF | 794.51 | SF | 0
| CMU - 08" to 15'-0" |  | 2558.75 | sf |  | 0 | [14 empty] | CMU - 08" to 15'-0" | 15' 0" | (unassigned) | 171 | LF | 2558.75 | SF | 0
| CMU - 08" to 16'-7" |  | 2443.28 | sf |  | 0 | [14 empty] | CMU - 08" to 16'-7" | 16' 7" | (unassigned) | 147 | LF | 2443.28 | SF | 0
| CMU - 08" to 17'-0" |  | 3884.5 | sf |  | 0 | [14 empty] | CMU - 08" to 17'-0" | 17' 0" | (unassigned) | 228 | LF | 3884.5 | SF | 0
| CMU - 08" to 7'-0" |  | 274.75 | sf |  | 0 | [14 empty] | CMU - 08" to 7'-0" | 7' 0" | (unassigned) | 39 | LF | 274.75 | SF | 0
| CMU - 08" to 8'-0" |  | 2231.55 | sf |  | 0 | [14 empty] | CMU - 08" to 8'-0" | 8' 0" | (unassigned) | 279 | LF | 2231.55 | SF | 0
| All Buildings - 12" CMU |  | 18670.46 | sf | 30 | 560114 | I |  | I |  | I |  | I |  | I |  | I |  | I
| CMU - 12" to 13'-3" |  | 5026.17 | sf |  | 0 | [14 empty] | CMU - 12" to 13'-3" | 13' 3" | (unassigned) | 379 | LF | 5026.17 | SF | 0
| CMU - 12" to 14'-11" |  | 2509.73 | sf |  | 0 | [14 empty] | CMU - 12" to 14'-11" | 14' 11" | (unassigned) | 168 | LF | 2509.73 | SF | 0
| CMU - 12" to 14'-2" |  | 4260.62 | sf |  | 0 | [14 empty] | CMU - 12" to 14'-2" | 14' 2" | (unassigned) | 301 | LF | 4260.62 | SF | 0
| CMU - 12" to 15'-0" |  | 1443.75 | sf |  | 0 | [14 empty] | CMU - 12" to 15'-0" | 15' 0" | (unassigned) | 96 | LF | 1443.75 | SF | 0
| CMU - 12" to 16'-11" |  | 417.28 | sf |  | 0 | [14 empty] | CMU - 12" to 16'-11" | 16' 11" | (unassigned) | 25 | LF | 417.28 | SF | 0
| CMU - 12" to 16'-7" |  | 3077.59 | sf |  | 0 | [14 empty] | CMU - 12" to 16'-7" | 16' 7" | (unassigned) | 186 | LF | 3077.59 | SF | 0
| CMU - 12" to 17'-0" |  | 1935.32 | sf |  | 0 | [14 empty] | CMU - 12" to 17'-0" | 17' 0" | (unassigned) | 114 | LF | 1935.32 | SF | 0
0
| Geofoam |  |  |  |  | 0
| Infill - 5" |  | 469 | sf |  | 0 | I |  |  |  | I |  | I |  | I |  | I |  | I
0
| Tie beams in all ext CMU wall at each level |  |  |  |  | 0 | I |  |  |  | I |  | I |  | I |  | I |  | I
| S-123 - |  |  |  |  | 0
| 27/S-403.3 - conc tie beam |  |  |  |  | 0 | I |  |  |  | I |  | I |  | I |  | I |  | I
| S-133 - |  |  |  |  | 0
| 4/S-403.1 - 8" conc parapet |  |  |  |  | 0 | I |  |  |  | I |  | I |  | I |  | I |  | I
0
| Wet cure of Wellness level 00 slab |  |  |  |  | 0 | I |  | I |  | I |  | I |  | I
0
| Shoring |  |  |  |  | 0 | I |  | I |  | I |  | I |  | I |  | I |  | I
| Placement of embeds |  |  |  |  | 0 | I |  | I |  | I |  | I |  | I |  | I |  | I
| Termite treatment |  |  |  |  | 0 | [10 empty] | I |  | I
0
| Back fill at complete foundations |  |  |  |  | 0 | I |  | I |  | I |  | I |  | I
0
| Excavate for footings |  |  | cy
| Back fill around footings & bring grade up to bottom of slab elevation - 26'-5" |  |  | cy
| Move footing spoils form site |  | 3000 | cy | 7 | 21000 |  | 21000 |  | 21000 |  | 21000 |  | 21000 |  | 21000 |  | 21000 |  | 21000 | 1580 | lf | 120.125 |  |  | 7029.537 | cf
[6 empty] | 0 | [19 empty] | 7029.537
| Note - PROVIDE VANDEX AM-10 ADMIXTURE TO ALL EXTERIOR CONCRETE WALLS, EXPOSED CONCRETE SLABS, AND STRUCTURAL SLABS BELOW GRADE. |  |  |  |  | 0 | X
| Note - FOR BALCONIES, SLABS AND WALKWAYS EXPOSED TO WEATHER ALL REINFORCING STEEL SHALL BE GALVANIZED |  |  |  |  | 0 | X
| Note - Wellness Level 00 SOG - WET CURED FOR A MINIMUM OF ONE WEEK. CONTROL JOINTS TO BE CUT WITHIN 24 HRS OF SLAB PLACEMENT AND G.C. IS TO PROVIDE A CERTIFICATION LETTER AND PHOTOS OF THE WET CURING PROCESS CONFIRMING THAT THE SLAB WAS WET-CURED AND CONTROL JOINTS INSTALLED PER THIS NOTE. |  |  |  |  | 0 | I
Allowance | Note S-200 - Contractor Shall Include In His Base Bid The Cost Of 5 Tons Of Additional Reinforcing Steel, Including Detailing, Fabrication, Bending, Furnishing, And Placing. This Extra Stock Shall Be Furnished And Used For Special Conditions As Directed By The Architect, The Architect'S Agent Or By The Owner'S Construction Supervisor. The Price Of The Unused Extra Stock Shall Be Credited To The Owner'S Account. |  | 5 | ton | 5000 | 25000 |  | 25000 |  | 25000 |  | 25000 |  | 25000 |  | 25000 |  | 25000 |  | 25000
| Dock Bar |  |  |  |  | 56780 |  | 108738 |  | 147505 |  | 445650 |  | 138875 |  | 141150 |  | 181500 |  | 200000
| Base Bid |  |  |  |  | 0 |  | 133518 |  | 47505 |  | 345650 |  | 38875 |  | 41150 |  | 81500 |  | 200000
| Concrete |  |  |  |  | 0
| column - C-1 |  | 1.69 | cy | 3600 | 6084
| column - C-2 |  | 1.48 | cy | 3600 | 5328
| beam - B-1 |  | 0.44 | cy | 3200 | 1408
| beam - TB-1 |  | 1.77 | cy | 3200 | 5664
| beam - TB-1 racked |  | 2.28 | cy | 3200 | 7296
| CMU |  |  |  |  | 0
| 8" to 12'-10" |  | 1505 | sf | 20 | 30100
| Precast Lintel |  |  |  |  | 0
| PL-1 - 8x8 |  | 5 | lf | 60 | 300
| PL-2 - 8x16 |  | 10 | lf | 60 | 600
| Do not include piers, beams, concreete deck | [5 empty] | X
| topping Slab | [5 empty] | X | -24780
| consideration of working on isolated platform | [5 empty] | I |  |  | 100000 |  | 100000 |  | 100000 |  | 100000 |  | 100000
0
| Spa Pods |  |  |  |  | 136678 |  | 300788 |  | 254428 |  | 347500 |  | 275808 |  | 211550 |  | 335125 |  | 200000
| Base Bid |  |  |  |  | 0 |  | 300788 |  |  |  | 347500 |  | 275808 |  | 211550 |  | 335125 |  | 200000
| BOH & Comfort Station |  |  |  |  | 0 |  |  |  | 38512
| Massage Treatment Pavilion |  |  |  |  | 0 |  |  |  | 81231
| Meditation Pavilion |  |  |  |  | 0 |  |  |  | 22863
| Double Treatment Pavilion |  |  |  |  | 0 |  |  |  | 58411
| Single Treatment Pavilion |  |  |  |  | 0 |  |  |  | 53411
| Concrete |  |  |  |  | 0
| Footing - F20.12 |  | 40.35 | cy | 800 | 32280
| Footing - F40 |  | 14.22 | cy | 800 | 11376
| Column - C-1 to 11' |  | 2.9 | cy | 2000 | 5800
| Column - C-2 to 11' |  | 0.36 | cy | 2000 | 720
| Column - C-3 to 11' |  | 1.63 | cy | 2000 | 3260
| Beam - B-1 |  | 1.31 | cy | 1800 | 2358
| Beam - B-2 |  | 0.33 | cy | 1800 | 594
| Beam - TB-1 |  | 9.25 | cy | 1800 | 16650
Knee Wall - 10" x 16"
| CMU |  |  |  |  | 0
| 8" to 11' |  | 3182 | sf | 20 | 63640
0
0
| SUBTOTAL Base Bid |  |  |  |  | 8302102 |  | 7649008 |  | 6308406 |  | 7204192 |  | 7223508 |  | 7551600 |  | 7929725 |  | 8046000
| BOND RATE | [5 empty] | 0% |  | 2% |  | 2% |  | 0% |  | 2% |  | 2% |  | 0%
| BOND AMOUNT |  |  |  |  | 0 |  | 0 |  | 126168.12 |  | 144083.84 |  | 0 |  | 151032 |  | 158594.5 |  | 0
| ADJUSTED TOTAL |  |  |  |  | 8302102 |  | 7649008 |  | 6434574.12 |  | 7348275.84 |  | 7223508 |  | 7702632 |  | 8088319.5 |  | 8046000
| Cost per SF |  |  |  |  | #DIV/0! |  | #DIV/0! |  | #DIV/0! |  | #DIV/0! |  | #DIV/0! |  | #DIV/0! |  | #DIV/0! |  | #DIV/0!
QUALIFICATIONS
EXCLUSIONS/OWNER PROVIDED ITEMS:
ALTERNATES:
PROPOSED VE (Provide Clear Description):
FULLY LOADED LABOR RATES
Laborer
Mechanic
Superintendent
Project Manager
SCHEDULE
Prepared shop drawings/submittals
Mobilization
Total duration to complete scope of work
Winner
Company | Victory Concrete
Contact | Jeff Grebla
Phone | (561) 227-9577
Email | jsgrebla@vconcreteco.com
Base Bid | 7649008
Need Prequalification
Prequalified

## 04 40 Stone Veneer
Hedrick Plug
[5 empty] | X | Excluded
[5 empty] | I | Included
| BACK TO SUMMARY SHEET |  |  |  |  | Sub Add/Deduct
Project: | Atlantic Fields Club Core / Dock Bar / Spa Pods / Water Features |  |  |  |  | Company | Titan Stone |  | Marbon Stone |  | Palm Beach Stone |  |  |  | Precision Stone
Trade: | Stone Veneer |  |  |  |  | Contact | Matthew Teston |  | Paul Vassalotti |  | William Thayer |  |  |  | Pamela Van Dina
CSI Code: | 04 40 00 |  |  |  |  | Phone | (954) 662-2553 |  | (561) 727-8377 |  | (561) 835-4085 |  |  |  | (516) 997-6190 ext. 117
Date: | [5 empty] | Email | mteston@titanstone.com |  | paul@marbon.com |  | william@palmbeachstone.com |  |  |  | pamela@precisionstone.net
[6 empty] | Adjusted Bid | 983329 |  | 980366.8 |  | 0 |  | 0 |  | 1592450 |  | 0
BID DOCUMENTS: |  | Plan/ Spec. Package | QTY | U/M | Unit Cost | Subtotal | Yes/No | Price | Yes/No | Price | Yes/No | Price | Yes/No | Price | Yes/No | Price | Yes/No | Price
GENERAL INCLUSIONS
INCLUDES ALL SALES TAX
ALL HOISTING & RIGGING REQUIRED TO COMPLETE THIS SCOPE
PROVIDE P&P BONDS
FLORIDA STATE CONTRACTORS LIC.
GENERAL LIABILITY AND WORKERS COMP. INSURANCE LIMITS
STATE AND LOCAL TAXES
SPECIFIC TRADE SCOPE OF WORK REQUIREMENTS
BASE BID
| Club Core | [6 empty] | 983329 |  | 980366.8 |  | 0 |  | 0 |  | 1592450 |  | 0
64 | ST-02 Stone Cladding |  |  |  |  | 0
Specifications
| Dominical Coral Stone |  |  |  | 839167 | 0 |  | 502609 |  | 681074.8
| Thickness - 1 3/4" |  |  |  | 58.0337 | 0 |  | 151000 | I
| Scratch Coat - 5/8" - BY STUCCO SUB | [5 empty] | X |  | X
| Mud Set - 5/8" |  |  |  |  | 0 |  | 185558 | I
| Thickness may require stone to be pinned. | [5 empty] | I |  | X | NOT REQUIRED
ST-02 Stone Cladding - exterior
| Dining - East Elevation | 1/A3.00 | 1353 | sf |  | 0 | I |  | I | [6 empty] | 436070
| Dining - East Mech Yard Elevation | 2/A3.00 | 0 | sf |  | 0 | [8 empty] | I
| Dining - North Elevation | 3/A3.00 | 350 | sf |  | 0 | I |  | I | [5 empty] | I
| Dining - West Elevation | 1/A3.01 | 67 | sf |  | 0 | I |  | I | [5 empty] | I
| Dining - South Elevation | 2/A3.01 | 404 | sf |  | 0 | I |  | I | [5 empty] | I
| Fitness - North Elevation | 1/A3.02 | 1460 | sf |  | 0 | I |  | I | [6 empty] | 509640
| Fitness - East Elevation | 2/A3.02 | 995 | sf |  | 0 | I |  | I | [5 empty] | I
| Fitness - South Elevation | 1/A3.03 | 384 | sf |  | 0 | I |  | I | [5 empty] | I
| Fitness - West Elevation | 2/A3.03 | 1199 | sf |  | 0 | I |  | I | [5 empty] | I
| Wellness - North Elevation | 1/A3.04 | 1658 | sf |  | 0 | I |  | I | [6 empty] | 646740
| Wellness- East Elevation | 2/A3.04 | 938 | sf |  | 0 | I |  | I | [5 empty] | I
| Wellness - South Elevation | 1/A3.05 | 506 | sf |  | 0 | I |  | I | [5 empty] | I
| Wellness- West Elevation | 2/A3.05 | 1691 | sf |  | 0 | I |  | I | [5 empty] | I
| Wellness Ext Vestibule at Mens W-137 & Womens W-135 | A2.22 | 129 | sf |  | 0 | I |  |  | 6192
| Wellness exterior low wall - Garden at Thermal Area W-132 | A2.22 | 776 | sf |  | 0 | I |  | I | [5 empty] | I
| Wellness exterior walls at Exterior Patios W-140/141 | A2.22.3 | 968 | sf |  | 0 | I |  | I | [5 empty] | I
0
| ST-02 Stone Cladding - interior - Dining Fireplace | A4.3 | 212 | sf |  | 0 | I |  | I | [6 empty] | 0
0
| Stone Hearth - box frames w/ ST-101.3 caldding |  |  | sf |  | 0
| stone -ST-101.3 -leathered linestone |  | 60 | sf | 150 | 9000 |  | 9000 |  | 9000
| wood frame |  | 1 | ls | 2500 | 2500 |  | 2500 |  | 2500
0
| waste & breakage - 10% |  | 1309 | sf |  | 0
| Total |  | 14460 | sf |  | 0
0
| Addendum #1 |  |  |  |  | 0 |  | 82662
| exterior - D-114 Outdoor Dining | 1/A2.20.2 | 975 | sf |  | 0 | I |  |  | 46800 | [5 empty] | 0
| exterior - D-001 Kids Space (patio) | A2.10.3 | 472 | sf |  | 0 | I |  |  | 22656
| interior - Dining Service | A2.10.2 | 3378 | sf |  | 0 | I |  |  | 162144 | [5 empty] | 0
0
| Interior Stone Door Jambs & Portals |  | 20 | ea | 2500 | 50000 |  | 50000 |  | 50000
0
| Dock Bar - NA |  |  |  |  | 0
| Spa Pods - NA |  |  |  |  | 0
0
| SUBTOTAL Base Bid |  |  |  |  | 61500 |  | 983329 |  | 980366.8 |  | 0 |  | 0 |  | 1592450 |  | 0
| BOND RATE | [5 empty] | 0% |  | 0% |  | 0% |  | 0% |  | 0% |  | 0%
| BOND AMOUNT |  |  |  |  | 0 |  | 0 |  | 0 |  | 0 |  | 0 |  | 0 |  | 0
| ADJUSTED TOTAL |  |  |  |  | 61500 |  | 983329 |  | 980366.8 |  | 0 |  | 0 |  | 1592450 |  | 0
| Cost per SF |  |  |  |  | 0.69357 |  | 11.0895 |  | 11.0561 |  | 0 |  | 0 |  | 17.9589 |  | 0
QUALIFICATIONS
EXCLUSIONS/OWNER PROVIDED ITEMS:
ALTERNATES:
PROPOSED VE (Provide Clear Description):
FULLY LOADED LABOR RATES
Laborer
Mechanic
Superintendent
Project Manager
SCHEDULE
Prepared shop drawings/submittals
Mobilization
Total duration to complete scope of work
Winner
Company
Contact
Phone
Email
Base Bid | 983329
Need Prequalification
Prequalified

## 05 10 Structural Steel
Hedrick Plug
[7 empty] | X | Excluded
[7 empty] | I | Included
| BACK TO SUMMARY SHEET | [6 empty] | Sub Add/Deduct
Project: | Atlantic Fields Club Core | [6 empty] | Company | VM Iron Works |  | Suncor |  | Steel Fabricators
Trade: | Structural Steel | [6 empty] | Contact | Johnny Lorusso |  | Scott Kuiper |  | Joe Zavertnik
CSI Code: | 05 10 00 | [6 empty] | Phone | (772) 781-0318 |  | (305) 359-1400 |  | (954) 288-7153
Date: | [7 empty] | Email | johnny@vmironwork.com |  | Scott.K@suncor.net |  | jzavertnik@sfab.com
[8 empty] | Adjusted Bid | 5339241 |  | 5634370 |  | 6246031 |  | 0 |  | 0 |  | 0
BID DOCUMENTS: |  | QTY | U/M | Weight | QTY | U/M | Unit Cost | Subtotal | Yes/No | Price | Yes/No | Price | Yes/No | Price | Yes/No | Price | Yes/No | Price | Yes/No | Price
GENERAL INCLUSIONS
INCLUDES ALL SALES TAX
ALL HOISTING & RIGGING REQUIRED TO COMPLETE THIS SCOPE
PROVIDE P&P BONDS
FLORIDA STATE CONTRACTORS LIC.
GENERAL LIABILITY AND WORKERS COMP. INSURANCE LIMITS
STATE AND LOCAL TAXES
SPECIFIC TRADE SCOPE OF WORK REQUIREMENTS
BASE BID
0
| Club Core | [6 empty] | 0 |  | 4903059 |  | 5114816 |  | 5622745 |  | 0 |  | 0 |  | 0
| Steel | [6 empty] | 0 | [5 empty] | 4833380
| Dining | [6 empty] | 0 |  | 1574745 |  | 1642843
| Fitness | [6 empty] | 0 |  | 716675 |  | 735225
| Wellness | [6 empty] | 0 |  | 1427960 |  | 1704601
0
| Steel Joists | [6 empty] | 0 | I |  | I |  | I
| 10K1 | 133 | lf | 5 | 0.3325 | ton |  | 0 | [12 empty] | 157 | 10K1 | 0" | 133 | LF
| 12K1 | 91 | lf | 5 | 0.2275 | ton |  | 0 | [12 empty] | 221 | 12K1 | 0" | 91 | LF
| 12K3 | 73 | lf | 5.7 | 0.20805 | ton |  | 0 | [12 empty] | 263 | 12K3 | 13' 4" | 73 | LF
| 16K3 - 13'-4" | 213.33 | lf | 6.3 | 0.67199 | ton |  | 0 | [12 empty] | 207 | 16K3 - 13'-4" | 13' 4" | 213.33 | LF | 16 | EA
| 16K4 | 81 | lf | 7 | 0.2835 | ton |  | 0 | [12 empty] | 158 | 16K4 | 0" | 81 | LF
| 18K4 | 312 | lf | 7.2 | 1.1232 | ton |  | 0 | [12 empty] | 223 | 18K4 | 0" | 312 | LF
| 20K06 | 376 | lf | 8.9 | 1.6732 | ton |  | 0 | [12 empty] | 265 | 20K06 | 0" | 376 | LF
| 22K10 | 379 | lf | 12.6 | 2.3877 | ton |  | 0 | [12 empty] | 163 | 22K10 | 0" | 379 | LF
| 24K09 | 109 | lf | 12 | 0.654 | ton |  | 0 | [12 empty] | 264 | 24K09 | 0" | 109 | LF
| 30K07 | 504 | lf | 12.3 | 3.0996 | ton |  | 0 | [12 empty] | 261 | 30K07 | 49' 9" | 504 | LF
| 30K11 | 705 | lf | 16.4 | 5.781 | ton |  | 0 | [12 empty] | 209 | 30K11 | 49' 9" | 705 | LF
| 30K11 - 49'-9" | 1144.25 | lf | 16.4 | 9.3828 | ton |  | 0 | [12 empty] | 208 | 30K11 - 49'-9" | 49' 9" | 1144.25 | LF | 23 | EA
| total tons |  |  |  | 25.8251 | ton | 2000 | 51650
| bridging |  |  |  | 3.8738 | ton | 2000 | 7748
0
| Steel Members | [6 empty] | 0 | I |  | I |  | I
| C08X13.7 | 450 | lf | 13.7 | 3.0825 | ton |  | 0 | [12 empty] | 212 | C08X13.7 | 0" | 450 | LF
| C09X13.4 | 1193 | lf | 13.4 | 7.9931 | ton |  | 0 | [12 empty] | 194 | C09X13.4 | 0" | 1193 | LF
| C09X15 | 165 | lf | 15 | 1.2375 | ton |  | 0 | [12 empty] | 218 | C09X15 | 0" | 165 | LF
| DSC-1 - 15.67 HSS6x6x5/16 | 47 | lf | 23.34 | 0.54849 | ton |  | 0 | [12 empty] | 15 | DSC-1 - 15.67 HSS6x6x5/16 | 15' 8" | 47 | LF | 3 | EA
| DSC-2 - 14.17 W8X58 | 85 | lf | 58 | 2.465 | ton |  | 0 | [12 empty] | 32 | DSC-2 - 14.17 W8X58 | 14' 2" | 85 | LF | 6 | EA
| DSC-2 - 15.67 W8X58 | 47 | lf | 58 | 1.363 | ton |  | 0 | [12 empty] | 16 | DSC-2 - 15.67 W8X58 | 15' 8" | 47 | LF | 3 | EA
| DSC-3 - 14.17 W8X67 | 113.33 | lf | 67 | 3.7966 | ton |  | 0 | [12 empty] | 33 | DSC-3 - 14.17 W8X67 | 14' 2" | 113.33 | LF | 8 | EA
| DSC-3 - 15.56 W8X67 | 93.5 | lf | 67 | 3.1322 | ton |  | 0 | [12 empty] | 185 | DSC-3 - 15.56 W8X67 | 15' 7" | 93.5 | LF | 6 | EA
| DSC-4 - 14.17 W8X67 | 127.5 | lf | 67 | 4.2713 | ton |  | 0 | [12 empty] | 30 | DSC-4 - 14.17 W8X67 | 14' 2" | 127.5 | LF | 9 | EA
| DSC-4 - 15.56 W8X67 | 15.58 | lf | 67 | 0.52193 | ton |  | 0 | [12 empty] | 186 | DSC-4 - 15.56 W8X67 | 15' 7" | 15.58 | LF | 1 | EA
| DSC-5 - 14.17 W12X65 | 155.83 | lf | 65 | 5.0645 | ton |  | 0 | [12 empty] | 31 | DSC-5 - 14.17 W12X65 | 14' 2" | 155.83 | LF | 11 | EA
| DSC-6 - 14.17 HSS12x12x5/8 | 56.67 | lf | 93.34 | 2.6448 | ton |  | 0 | [12 empty] | 29 | DSC-6 - 14.17 HSS12x12x5/8 | 14' 2" | 56.67 | LF | 4 | EA
| DSC-7 - 14.17 HSS8x8x5/8 | 14.17 | lf | 59.32 | 0.42028 | ton |  | 0 | [12 empty] | 34 | DSC-7 - 14.17 HSS8x8x5/8 | 14' 2" | 14.17 | LF | 1 | EA
| DSC-7 - 15.56 HSS8x8x5/8 | 15.58 | lf | 59.32 | 0.4621 | ton |  | 0 | [12 empty] | 189 | DSC-7 - 15.56 HSS8x8x5/8 | 15' 7" | 15.58 | LF | 1 | EA
| DSC-8 - 15.67 HSS6x6x5/8 | 15.67 | lf | 42.3 | 0.33142 | ton |  | 0 | [12 empty] | 17 | DSC-8 - 15.67 HSS6x6x5/8 | 15' 8" | 15.67 | LF | 1 | EA
| FSC-1 - 14.50 W8X35 | 29 | lf | 35 | 0.5075 | ton |  | 0 | [12 empty] | 202 | FSC-1 - 14.50 W8X35 | 14' 6" | 29 | LF | 2 | EA
| FSC-2 - 14.67 W12X26 | 102.67 | lf | 26 | 1.3347 | ton |  | 0 | [12 empty] | 203 | FSC-2 - 14.67 W12X26 | 14' 8" | 102.67 | LF | 7 | EA
| FSC-2 - 15.33 W12X26 | 92 | lf | 26 | 1.196 | ton |  | 0 | [12 empty] | 152 | FSC-2 - 15.33 W12X26 | 15' 4" | 92 | LF | 6 | EA
| FSC-3 - 09.67 W8X24 | 328.67 | lf | 24 | 3.944 | ton |  | 0 | [12 empty] | 151 | FSC-3 - 09.67 W8X24 | 9' 8" | 328.67 | LF | 34 | EA
| FSC-4 - 15.00 HSS10x10x1/2 | 150 | lf | 62.46 | 4.6845 | ton |  | 0 | [12 empty] | 199 | FSC-4 - 15.00 HSS10x10x1/2 | 15' 0" | 150 | LF | 10 | EA
| HSS02 1/2X2 1/2X3/16 | 199 | lf | 4.32 | 0.42984 | ton |  | 0 | [13 empty] | HSS02 1/2X2 1/2X3/16 |  | 328 | LF
| HSS03X3X1/4 | 151 | lf | 8.81 | 0.66516 | ton |  | 0 | [13 empty] | HSS03X3X1/4 |  | 151 | LF
| HSS05X2 1/2X1/4 | 98 | lf | 11.36 | 0.55664 | ton |  | 0 | [13 empty] | HSS05X2 1/2X1/4 |  | 526 | LF
| HSS06X8X1/4 | 177 | lf | 22.42 | 1.9842 | ton |  | 0 | [13 empty] | HSS06X8X1/4 |  | 177 | LF
| HSS08X8X5/8 - 10'-5" | 166.67 | lf | 59.32 | 4.9434 | ton |  | 0 | [12 empty] | 174 | HSS08X8X5/8 - 10'-5" | 10' 5" | 166.67 | LF | 16 | EA
| HSS12X2X1/8- 14.67 | 29.34 | lf | 17.08 | 0.25056 | ton |  | 0 | [12 empty] | 204 | HSS12X2X1/8- 14.67 | 0" | 29.34 | LF | 2 | EA
| HSS12x8x3/8 | 160 | lf | 47.9 | 3.832 | ton |  | 0 | [12 empty] | 216 | HSS12x8x3/8 | 10' 5" | 160 | LF
| HSS14X6X1/4 | 35 | lf | 32.63 | 0.57103 | ton |  | 0 | [12 empty] | 184 | HSS14X6X1/4 | 10' 5" | 35 | LF
| HSS14X6X5/16 | 291 | lf | 40.35 | 5.8709 | ton |  | 0 | [12 empty] | 249 | HSS14X6X5/16 | 10' 5" | 291 | LF
| HSS18X6X1/4 | 385 | lf | 39.43 | 7.5903 | ton |  | 0 | [12 empty] | 183 | HSS18X6X1/4 | 10' 5" | 385 | LF
| HSS18X6X3/8 | 181 | lf | 58.1 | 5.258 | ton |  | 0 | [12 empty] | 215 | HSS18X6X3/8 | 10' 5" | 181 | LF
| L2X2X1/2 | 52 | lf | 4.7 | 0.1222 | ton |  | 0 | [13 empty] | L2X2X1/2 |  | 52 | LF
| L3X3X1/4 | 469 | lf | 4.9 | 1.1491 | ton |  | 0 | [13 empty] | L3X3X1/4 |  | 469 | LF
| W04X13 - 4 EA | 242 | lf | 13 | 1.573 | ton |  | 0 | [12 empty] | 213 | W04X13 - 4 EA | 0" | 242 | LF
| W06X12 | 207 | lf | 12 | 1.242 | ton |  | 0 | [12 empty] | 155 | W06X12 | 0" | 207 | LF
| W06X12 - 4'-6" | 198 | lf | 12 | 1.188 | ton |  | 0 | [12 empty] | 259 | W06X12 - 4'-6" | 4' 6" | 198 | LF | 44 | EA
| W06X12 - 6'-10" | 68.33 | lf | 12 | 0.40998 | ton |  | 0 | [12 empty] | 252 | W06X12 - 6'-10" | 6' 10" | 68.33 | LF | 10 | EA
| W06X12 - 6'-6" | 429 | lf | 12 | 2.574 | ton |  | 0 | [12 empty] | 251 | W06X12 - 6'-6" | 6' 6" | 429 | LF | 66 | EA
| W06X12 - 6'-8" | 413.33 | lf | 12 | 2.48 | ton |  | 0 | [12 empty] | 250 | W06X12 - 6'-8" | 6' 8" | 413.33 | LF | 62 | EA
| W06X12 - 7'-0" | 1295 | lf | 12 | 7.77 | ton |  | 0 | [12 empty] | 153 | W06X12 - 7'-0" | 7' 0" | 1295 | LF | 185 | EA
| W06X12 - 7'-6" | 157.5 | lf | 12 | 0.945 | ton |  | 0 | [12 empty] | 192 | W06X12 - 7'-6" | 7' 6" | 157.5 | LF | 21 | EA
| W06X12 - 9'-8" | 106.33 | lf | 12 | 0.63798 | ton |  | 0 | [12 empty] | 258 | W06X12 - 9'-8" | 9' 8" | 106.33 | LF | 11 | EA
| W06X15 - 6'-6" | 208 | lf | 15 | 1.56 | ton |  | 0 | [12 empty] | 206 | W06X15 - 6'-6" | 6' 6" | 208 | LF | 32 | EA
| W06X15 - 8'-4" | 291.67 | lf | 15 | 2.1875 | ton |  | 0 | [12 empty] | 205 | W06X15 - 8'-4" | 8' 4" | 291.67 | LF | 35 | EA
| W06X20 | 263 | lf | 20 | 2.63 | ton |  | 0 | [12 empty] | 193 | W06X20 | 0" | 263 | LF
| W06X25 | 279 | lf | 25 | 3.4875 | ton |  | 0 | [12 empty] | 156 | W06X25 | 0" | 279 | LF
| W06X31 | 26 | lf | 31 | 0.403 | ton |  | 0 | [12 empty] | 220 | W06X31 | 0" | 26 | LF
| W08X10 | 244 | lf | 10 | 1.22 | ton |  | 0 | [12 empty] | 148 | W08X10 | 0" | 244 | LF
| W08X13 | 246 | lf | 13 | 1.599 | ton |  | 0 | [12 empty] | 169 | W08X13 | 0" | 246 | LF
| W08X15 | 57 | lf | 15 | 0.4275 | ton |  | 0 | [12 empty] | 201 | W08X15 | 0" | 57 | LF
| W08X18 | 38 | lf | 18 | 0.342 | ton |  | 0 | [12 empty] | 210 | W08X18 | 0" | 38 | LF
| W08X24 | 288 | lf | 24 | 3.456 | ton |  | 0 | [12 empty] | 248 | W08X24 | 9' 8" | 288 | LF
| W08X24 - 9'-8" | 154.67 | lf | 24 | 1.856 | ton |  | 0 | [12 empty] | 219 | W08X24 - 9'-8" | 9' 8" | 154.67 | LF | 16 | EA
| W08X31 | 47 | lf | 31 | 0.7285 | ton |  | 0 | [12 empty] | 170 | W08X31 | 0" | 47 | LF
| W08X40 | 164 | lf | 40 | 3.28 | ton |  | 0 | [12 empty] | 180 | W08X40 | 0" | 164 | LF
| W08X48 | 18 | lf | 48 | 0.432 | ton |  | 0 | [12 empty] | 262 | W08X48 | 0" | 18 | LF
| W08X67 | 1086 | lf | 67 | 36.381 | ton |  | 0 | [12 empty] | 181 | W08X67 | 0" | 1086 | LF
| W10X15 | 440 | lf | 15 | 3.3 | ton |  | 0 | [12 empty] | 175 | W10X15 | 0" | 440 | LF
| W10X54 | 93 | lf | 54 | 2.511 | ton |  | 0 | [13 empty] | W10X54 | 0" | 93 | LF | 7 | EA
| W12X16 | 348 | lf | 16 | 2.784 | ton |  | 0 | [12 empty] | 160 | W12X16 | 0" | 348 | LF
| W12X22 | 521 | lf | 22 | 5.731 | ton |  | 0 | [12 empty] | 162 | W12X22 | 0" | 521 | LF
| W12X26 | 802 | lf | 26 | 10.426 | ton |  | 0 | [12 empty] | 147 | W12X26 | 0" | 802 | LF
| W12X30 | 396 | lf | 30 | 5.94 | ton |  | 0 | [12 empty] | 253 | W12X30 | 0" | 396 | LF
| W12X35 | 956 | lf | 35 | 16.73 | ton |  | 0 | [12 empty] | 176 | W12X35 | 0" | 956 | LF
| W12X45 | 71 | lf | 45 | 1.5975 | ton |  | 0 | [12 empty] | 257 | W12X45 | 0" | 71 | LF
| W12X50 | 272 | lf | 50 | 6.8 | ton |  | 0 | [12 empty] | 197 | W12X50 | 0" | 272 | LF
| W12X65 | 250 | lf | 65 | 8.125 | ton |  | 0 | [12 empty] | 243 | W12X65 | 0" | 250 | LF
| W14X22 | 449 | lf | 22 | 4.939 | ton |  | 0 | [12 empty] | 159 | W14X22 | 0" | 449 | LF
| W14X26 | 74 | lf | 26 | 0.962 | ton |  | 0 | [12 empty] | 222 | W14X26 | 0" | 74 | LF
| W16X26 | 381 | lf | 26 | 4.953 | ton |  | 0 | [12 empty] | 238 | W16X26 | 0" | 381 | LF
| W16X31 | 2177 | lf | 31 | 33.7435 | ton |  | 0 | [12 empty] | 164 | W16X31 | 0" | 2177 | LF
| W16X36 | 74 | lf | 36 | 1.332 | ton |  | 0 | [12 empty] | 195 | W16X36 | 0" | 74 | LF
| W16X40 | 72 | lf | 40 | 1.44 | ton |  | 0 | [12 empty] | 254 | W16X40 | 0" | 72 | LF
| W16X45 | 34 | lf | 45 | 0.765 | ton |  | 0 | [12 empty] | 196 | W16X45 | 0" | 34 | LF
| W18X35 | 608 | lf | 36 | 10.944 | ton |  | 0 | [12 empty] | 161 | W18X35 | 0" | 608 | LF
| W18X40 | 689 | lf | 40 | 13.78 | ton |  | 0 | [12 empty] | 149 | W18X40 | 0" | 689 | LF
| W18X46 | 50 | lf | 46 | 1.15 | ton |  | 0 | [12 empty] | 171 | W18X46 | 0" | 50 | LF
| W18X60 | 224 | lf | 60 | 6.72 | ton |  | 0 | [12 empty] | 172 | W18X60 | 0" | 224 | LF
| W18X65 | 26 | lf | 65 | 0.845 | ton |  | 0 | [13 empty] | W18X65 |  | 26 | LF
| W18X86 | 305 | lf | 86 | 13.115 | ton |  | 0 | [12 empty] | 173 | W18X86 | 0" | 305 | LF
| W21X101 | 57 | lf | 101 | 2.8785 | ton |  | 0 | [12 empty] | 242 | W21X101 | 0" | 57 | LF
| W21X101 | 26 | lf | 101 | 1.313 | ton |  | 0 | [12 empty] | 246 | W21X101 | 0" | 26 | LF
| W21X44 | 550 | lf | 44 | 12.1 | ton |  | 0 | [12 empty] | 167 | W21X44 | 0" | 550 | LF
| W21X48 | 72 | lf | 48 | 1.728 | ton |  | 0 | [12 empty] | 239 | W21X48 | 0" | 72 | LF
| W21X50 | 1160 | lf | 50 | 29 | ton |  | 0 | [12 empty] | 150 | W21X50 | 0" | 1160 | LF
| W21X55 | 30 | lf | 55 | 0.825 | ton |  | 0 | [12 empty] | 177 | W21X55 | 0" | 30 | LF
| W21X62 | 77 | lf | 62 | 2.387 | ton |  | 0 | [12 empty] | 247 | W21X62 | 0" | 77 | LF
| W21X73 | 29 | lf | 73 | 1.0585 | ton |  | 0 | [13 empty] | W21X73 |  | 29 | LF
| W21X83 | 30 | lf | 83 | 1.245 | ton |  | 0 | [12 empty] | 179 | W21X83 | 0" | 30 | LF
| W24X104 | 141 | lf | 104 | 7.332 | ton |  | 0 | [12 empty] | 166 | W24X104 | 0" | 141 | LF
| W24X48 | 47 | lf | 48 | 1.128 | ton |  | 0 | [12 empty] | 255 | W24X48 | 0" | 47 | LF
| W24X55 | 426 | lf | 55 | 11.715 | ton |  | 0 | [12 empty] | 168 | W24X55 | 0" | 426 | LF
| W24X62 | 69 | lf | 62 | 2.139 | ton |  | 0 | [12 empty] | 240 | W24X62 | 0" | 69 | LF
| W24X76 | 127 | lf | 76 | 4.826 | ton |  | 0 | [12 empty] | 211 | W24X76 | 0" | 127 | LF
| W27X94 | 89 | lf | 94 | 4.183 | ton |  | 0 | [12 empty] | 165 | W27X94 | 0" | 89 | LF
| W30X90 | 24 | lf | 90 | 1.08 | ton |  | 0 | [12 empty] | 256 | W30X90 | 0" | 24 | LF
| W36X135 | 34 | lf | 135 | 2.295 | ton |  | 0 | [12 empty] | 178 | W36X135 | 0" | 34 | LF
| W36X160 | 34 | lf | 160 | 2.72 | ton |  | 0 | [12 empty] | 244 | W36X160 | 0" | 34 | LF
| WSC-1 - 14.83 HSS8x8x1/2 | 89 | lf | 48.85 | 2.1738 | ton |  | 0 | [12 empty] | 232 | WSC-1 - 14.83 HSS8x8x1/2 | 14' 10" | 89 | LF | 6 | EA
| WSC-1 - 15.00 HSS8x8x1/2 | 45 | lf | 48.85 | 1.0991 | ton |  | 0 | [12 empty] | 234 | WSC-1 - 15.00 HSS8x8x1/2 | 15' 0" | 45 | LF | 3 | EA
| WSC-1 - 17.00 HSS8x8x1/2 | 68 | lf | 48.85 | 1.6609 | ton |  | 0 | [12 empty] | 225 | WSC-1 - 17.00 HSS8x8x1/2 | 17' 0" | 68 | LF | 4 | EA
| WSC-2 - 15.00 HSS10x6x5/8 | 90 | lf | 59.32 | 2.6694 | ton |  | 0 | [12 empty] | 236 | WSC-2 - 15.00 HSS10x6x5/8 | 15' 0" | 90 | LF | 6 | EA
| WSC-2 - 17.00 HSS10x6x5/8 | 102 | lf | 59.32 | 3.0253 | ton |  | 0 | [12 empty] | 226 | WSC-2 - 17.00 HSS10x6x5/8 | 17' 0" | 102 | LF | 6 | EA
| WSC-3 - 17.00 HSS6x6x5/16 | 51 | lf | 23.34 | 0.59517 | ton |  | 0 | [12 empty] | 224 | WSC-3 - 17.00 HSS6x6x5/16 | 17' 0" | 51 | LF | 3 | EA
| WSC-3 - 13.00 HSS6x6x5/16 | 34 | lf | 23.34 | 0.39678 | ton |  | 0 | [13 empty] | WSC-3 - 13.00 HSS6x6x5/16 |  | 34 | LF | 2 | EA
| WSC-4 - 15.00 HSS8x6x1/2 | 30 | lf | 42.05 | 0.63075 | ton |  | 0 | [12 empty] | 237 | WSC-4 - 15.00 HSS8x6x1/2 | 15' 0" | 30 | LF | 2 | EA
| WSC-4 - 17.00 HSS8x6x1/2 | 17 | lf | 42.05 | 0.35742 | ton |  | 0 | [12 empty] | 227 | WSC-4 - 17.00 HSS8x6x1/2 | 17' 0" | 17 | LF | 1 | EA
| WSC-5 - 15.00 HSS12x8x5/8 | 30 | lf | 76.33 | 1.145 | ton |  | 0 | [12 empty] | 235 | WSC-5 - 15.00 HSS12x8x5/8 | 15' 0" | 30 | LF | 2 | EA
| WSC-5 - 17.00 HSS12x8x5/8 | 34 | lf | 76.33 | 1.2976 | ton |  | 0 | [12 empty] | 228 | WSC-5 - 17.00 HSS12x8x5/8 | 17' 0" | 34 | LF | 2 | EA
| WSC-6 - 15.00 HSS12x6x5/8 | 30 | lf | 67.82 | 1.0173 | ton |  | 0 | [12 empty] | 241 | WSC-6 - 15.00 HSS12x6x5/8 | 15' 0" | 30 | LF | 2 | EA
| WSC-6 - 17.00 HSS12x6x5/8 | 34 | lf | 67.82 | 1.1529 | ton |  | 0 | [12 empty] | 229 | WSC-6 - 17.00 HSS12x6x5/8 | 17' 0" | 34 | LF | 2 | EA
| WSC-7 - 15.00 W10X54 | 150 | lf | 54 | 4.05 | ton |  | 0 | [12 empty] | 233 | WSC-7 - 15.00 W10X54 | 15' 0" | 150 | LF | 10 | EA
| WSC-8 - 09.67 W8X24 | 174 | lf | 25 | 2.175 | ton |  | 0 | [12 empty] | 230 | WSC-8 - 09.67 W8X24 | 9' 8" | 174 | LF | 18 | EA
| WSC-9 - 14.83 W12X26 | 59.33 | lf | 26 | 0.77129 | ton |  | 0 | [12 empty] | 231 | WSC-9 - 14.83 W12X26 | 14' 10" | 59.33 | LF | 4 | EA
0
| Specific Details | [6 empty] | 0
| S-113 & 12/S-403.2 - channel at face of conc beam - C12X20.7 | 22 | lf | 20.7 | 0.2277 | ton |  | 0
| S-131 & 3/S-401.1 - storefront support L6X4X5/16 - 19 locations | 226 | lf | 10.3 | 1.1639 | ton |  | 0 |  | 22800 | X | 23000 | [8 empty] | 198 | L6X4X5/16 | 0" | 226 | LF
| S-121 & 17&18/S401.3 - deck support at HSS - full perimeter - HSS5x2 1/2x1/4 | 428 | lf | 11.36 | 2.431 | ton |  | 0
| S-121 & 17/S401.3 - HSS header at storefront - HSS6X6X1/4 | 263 | lf | 19.02 | 2.5011 | ton |  | 0
| S-121 & 5/S-401.1, 17/S401.3 - plate at ea W6 - 1"X12"X18" | 146 | ea | 61.2 | 4.4676 | ton |  | 0
| S-132 & 14/S-402.2 - channel between beams - C9x15 | 131 | lf | 15 | 0.9825 | ton |  | 0
| S-132 & 14/S-402.2 - channel at canopy outer edge - C9x15 | 165 | lf | 15 | 1.2375 | ton |  | 0
| S-132 & 1/S-402.1 - HSS between beams - WNE canopy - HSS6X4X1/4 | 279 | lf | 15.62 | 2.179 | ton |  | 0
| S-132 & 11/S-402.2 - deck support HSS - HSS2 1/2X2 1/2X3/16 | 129 | lf | 4.32 | 0.27864 | ton |  | 0
| S-123 & 28/S-403.3, 17/S-403.2 - chan at canopy outer edge - C12x20.7 | 575 | lf | 20.7 | 5.9512 | ton |  | 0
| S-123 & 28/S-403.3 - channel at canopy connect to beam - C12x20.7 | 197 | lf | 20.7 | 2.0389 | ton |  | 0
| S-123 & 10/S-403.1 - deck support angle w/ gusset below at planter - L3X3X1/4 | 469 | lf | 4.9 | 1.1491 | ton |  | 0
| S-123 & 10/S-403.1 - HSS header at storefront - HSS4 1/2X4 1/2X1/4 | 64 | lf | 13.91 | 0.44512 | ton |  | 0
| S-133 & 4/S-403.1 - channel at canopy outer edge - perimiter - C12x20.7 | 598 | lf | 20.7 | 6.1893 | ton |  | 0
| S-133 & 4/S-403.1 - HSS between beams - HSS6X8X1/4 | 177 | lf | 22.42 | 1.9842 | ton |  | 0
| Note 3 - S-111 - glazing system corners & doors - HSS8x4x1/4 - 15 ea | 213 | lf | 19.02 | 2.0256 | ton |  | 0
| Note X - S-121 - glazing system corners & doors - HSS8x4x1/4 - 2 ea | 29 | lf | 19.02 | 0.27579 | ton |  | 0
| Note 12 - S-113 - glazing system corners & doors - HSS8x4x1/4 - 8 ea | 114 | lf | 19.02 | 1.0841 | ton |  | 0
| Note 9 - S-123 - glazing system corners & doors - HSS8x4x1/4 - 1 ea | 14 | lf | 19.02 | 0.13314 | ton |  | 0
| Note 8 - S-121 - provide beam under masonry wall - W8x21 | 32 | lf | 21 | 0.336 | ton |  | 0
| Note 7 - S-112 - provide angle at slab openings - L6x4x3/8 | 9 | lf | 12.3 | 0.05535 | ton |  | 0
0
| Deck closure angle - L4X4X1/4 | 2273 | lf | 6.6 | 7.5009 | ton |  | 0
| subtotal tons |  |  |  | 478.4763 | ton | 6000 | 2870858
| misc connections, embeds, plates, etc. |  |  |  | 71.7714 | ton | 6000 | 430629
| total tons |  |  |  | 550.2477 | ton | [5 empty] | 703 ton
0
Allowance | Structural Steel Shown Not Sized |  |  |  | 32.241 | ton | 6000 | 193446 |  | 193446 |  | 193446 |  | 193446
| 2&3/S-301.2 - tube steel header at storefront - assume HSS6X6X1/4 | 263 | lf | 19.02 | 2.5011 | ton |  | 0
| S-131 "Steel Beam" | 176 | lf | 90 | 7.92 | ton |  | 0
| S-121 & 17&18/S401.3 - canopy (full moment) connection to HSS - full perimeter - assume C08X13.7 | 428 | lf | 13.7 | 2.9318 | ton |  | 0
| S-121 & 17&18/S401.3 - channel at canopy edge - full perimeter - assume C09X13.4 | 658 | lf | 13.4 | 4.4086 | ton |  | 0
| S-121 - walkway canopy outer beams - WXxX | 242 | lf | 35 | 4.235 | ton |  | 0
| S-132 - walkway canopy outer beams - WXxX | 204 | lf | 35 | 3.57 | ton |  | 0
| S-123 - walkway canopy outer beams - WXxX | 290 | lf | 35 | 5.075 | ton |  | 0
| S-123 & 10/S-403.1 - deck support angle w/ gusset below at beam - L3X3X1/4 | 111 | lf | 4.9 | 0.27195 | ton |  | 0
| S-133 & 1/A4.10, 4/A2.51 - channel canopy to canopy - assume C9X15 | 177 | lf | 15 | 1.3275 | ton |  | 0
| S-121 & 12/S-401.2 - W12 tie - beam | ??? | [5 empty] | 0
0
| S-121 & 15/S-401.3, 2/A4.01 - roof top mech yard screen | 108 | lf |  |  |  | 150 | 16200 |  |  | I |  | I
0
Allowance | Steel framing at opening for Pergola - S-131 | 470 | sf |  |  |  | 30 | 14100 |  | 14100 |  | 14100 |  | 14100
0
Allowance | Steel shown on architectural plans only |  |  |  | 24.9335 | ton | 6000 | 149601 |  | 149601 |  | 149601 |  | 149601
| S-121 - 1/A0.55.2 - HSS header at slider - HSS12x4x3/8 | 19 | lf | 37.69 | 0.35805 | ton |  | 0
| S-132 - detail 1/A4.07 left - C12x30 - over glass doors | 104 | lf | 30 | 1.56 | ton |  | 0
36 | 4/A8.00 - typ column at bug screens - 2 x HSS2x2x1/8" | 540 | lf | 3.05 | 0.8235 | ton |  | 0
28 | 1/A8.00 - corner column at bug screens - 2 x HSS2x2x1/8" | 420 | lf | 3.05 | 0.6405 | ton |  | 0
6 | 3/A8.00 - door jamb at bug screens - HSS8x2x?" | 90 | lf | 22.37 | 1.0067 | ton |  | 0
8 | 6/A8.0 - window jamb st reveal - 2 - HSS1 1/2x1 1/2x 1/8" | 120 | lf | 3 | 0.18 | ton |  | 0
4 | 6/A8.0 - window jamb st reveal - HSS6x4x1/8 | 60 | lf | 8.16 | 0.2448 | ton |  | 0
2 | 10/A8.01 - planter at storefront - HSS4x4x? | 30 | lf | 8 | 0.12 | ton |  | 0
| Misc tube steel at roof edge | 2000 | lf | 20 | 20 | ton
0
Allowance | Steel allowance for arch/struct steel not coordinated, incomplete drawings. | 700 | ton |  | 5% |  | 6000 | 210000 |  | 210000 |  | 210000 |  | 210000
0
| Specific Details - not able to price - need clarification | [6 empty] | 0
| Note 4 - S-121 - W8x10 centered under all CMU | [6 empty] | 0 |  |  | X
| Note 4 - S-132 - full moment connection for W8x24 beam | [6 empty] | 0 |  |  | X
0
| Metal Deck | [6 empty] | 0 | I |  | I |  | I
| Deck 1.5B 20 GA | 52143 | sf |  | 52143 | sf | 6.5 | 338930 | [12 empty] | 41 | Deck 1.5B 20 GA | 0" | 52143 | SF
| Deck 2C22 - 5" conc | 49302 | sf |  | 49302 | sf | 7 | 345114 | [12 empty] | 73 | Deck 2C22 - 5" conc | 0" | 49302 | SF
0
| Misc Steel | [8 empty] | 183732 |  |  |  | 122218
| Wellness - wrap around steel stairs - A2.22, 1/7.14 |  |  |  | 6 | riser | 12000 | 72000 | I |  | I |  | I
| Interior Railings - assume aluminum picket - wall rail and center rail | [6 empty] | 0
| Stair #1 |  |  |  | 70 | lf | 350 | 24500 | I |  | I |  | I
| Stair #2 |  |  |  | 60 | lf | 350 | 21000 | I |  | I |  | I
| Stair #3 |  |  |  | 35 | lf | 350 | 12250 | I |  | I |  | I
| Stair #4 |  |  |  | 55 | lf | 350 | 19250 | I |  | I |  | I
| Elevator hoist beams |  |  |  | 5 | ea | 2500 | 12500 | I |  |  | 12500 | I
| Elevator sill angles |  |  |  | 13 | ea | 1500 | 19500 | I |  |  | 19500 | I
0
| General Note - ALL EXTERIOR STEEL SHALL BE HOT DIPPED GALVANIZED |  |  |  | 1 | ls |  | 0 | I |  | I |  | I
[8 empty] | 0 | [5 empty] | -310000
Allowance | Spec section 05 12 00 - 3.8 - A. --- All Steel to received SSPC-SP10 Blast & Carbo Zinc II HS Coating |  |  |  | 1 | ls | 350000 | 350000 |  | 350000 | X | 350000 | I | 350000
0
0
| Note S-200 - Contractor Shall Include In His Base Bid The Cost Of 10,000 Pounds Of Additional Structural Steel (Members Over 10 Lbs. Per Foot) And 10,000 Pounds Of Miscellaneous Steel (Members 10 Lbs. Per Foot Or Less) Including Furnishing, Detailing, Fabrication, Cleaning, Painting, Delivery And Erection. | [6 empty] | 0
Allowance | structural steel |  |  |  | 5 | ton | 6000 | 30000 |  | 30000 |  | 30000 |  | 30000
Allowance | miscelaneous steel |  |  |  | 5 | ton | 6000 | 30000 |  | 30000 |  | 30000 |  | 30000
0
| Dock Bar | [6 empty] | 0 |  | 368224 |  | 440000 |  | 537376 |  | 0 |  | 0 |  | 0
| Steel | [6 empty] | 0 |  | 221089 |  | 292865 |  | 390241
| C12x20 | 255 | lf | 20 | 2.55 | ton |  | 0
| W08x10 | 347 | lf | 10 | 1.735 | ton |  | 0
| W08x13 | 51 | lf | 13 | 0.3315 | ton |  | 0
| W08x31 | 614 | lf | 31 | 9.517 | ton |  | 0
| W10X49 | 103 | lf | 49 | 2.5235 | ton |  | 0
| W16x26 | 147 | lf | 26 | 1.911 | ton |  | 0
| W24x55 racked | 267 | lf | 55 | 7.3425 | ton |  | 0
| W24x68 racked | 150 | lf | 68 | 5.1 | ton |  | 0
| total tons |  |  |  | 31.0105 | ton | 7500 | 232579
| misc connections, embeds, plates, etc. |  |  |  | 3.1011 | ton | 7500 | 23258
0
| Metal Deck | [6 empty] | 0 | I |  | I
| 1-1/2" metal deck | 4093 | sf |  | 4093 | sf | 6.5 | 26605
Allowance | Steel shown on architectural plans only |  |  |  | 0.52242 | ton | 6000 | 3135 |  | 3135 |  | 3135 |  | 3135
2 | 1/A8.00 - at bug screens - HSS2x2x1/8" | 22.34 | lf | 3.05 | 0.034069 | ton |  | 0
4 | 2/A8.00 - at bug screens - HSS2x2x1/8" x 2 | 89.36 | lf | 3.05 | 0.13627 | ton |  | 0
2 | 3/A8.00 - at bug screens - HSS2x2x1/8" x 2 | 44.68 | lf | 3.05 | 0.068137 | ton |  | 0
2 | 4/A8.00 - at bug screens - HSS2x2x1/8" | 22.34 | lf | 3.05 | 0.034069 | ton |  | 0
2 | 4/A8.00 - at bug screens - HSS2x8x1/8" | 22.34 | lf | 22.37 | 0.24987 | ton |  | 0
0
Allowance | Facilitate steel erection - Crane access before lake fill? Crane barge? CANNOT MAKE FINAL DETERMININATION UNTIL BASE STRUCTURE IS COMPLETE AND WE UNDERSTAND EXISTING CONDITIONS. |  |  |  | 8 | wks | 18000 | 144000 |  | 144000 |  | 144000 |  | 144000
| Spa Pods | [8 empty] | 67958 |  | 79554 |  | 85910 |  | 0 |  | 0 |  | 0
| Steel | [8 empty] | 21690 |  | 33556 |  | 39912
| col - HSS6x6x1/4 | 22 | lf | 19.02 | 0.20922 | ton |  | 0
| beam - HSS6x4x1/4 | 93 | lf | 15.62 | 0.72633 | ton |  | 0
| beam - HSS6x5x1/2 | 12 | lf | 17.32 | 0.10392 | ton |  | 0
| beam - HSS7x7x1/4 | 35 | lf | 22.42 | 0.39235 | ton |  | 0
| total tons |  |  |  | 1.4318 | ton | 15000 | 21477
| misc connections, embeds, plates, etc. |  |  |  | 0.14318 | ton | 5000 | 716
Allowance | Spa Pods - Steel shown on architectural plans only |  |  |  | 4.5998 | ton | 10000 | 45998 |  | 45998 |  | 45998 |  | 45998
2 | 4/A8.00 - HSS ?x?x? | 20.5 | lf | 15 | 0.15375 | ton |  | 0
2 | 4/A8.00 - HSS 2x2x? | 20.5 | lf | 3 | 0.03075 | ton |  | 0
2 | 3/A8.00 - HSS 2x2x? - x2 | 41 | lf | 3 | 0.0615 | ton |  | 0
4 | 2/A8.00 - HSS 2x2x? - x2 | 82 | lf | 3 | 0.123 | ton |  | 0
2 | 1/A8.00 - HSS 2x2x? | 20.5 | lf | 3 | 0.03075 | ton |  | 0
| 5/A2.5 - steel angle embed at parapet coping. | 1680 | lf | 5 | 4.2 | ton
0
| RFI Responses issued 02.03.25 | [6 empty] | 0 | I |  | I
| RFI Responses issued 02.20.25 | [6 empty] | 0 | I |  | I
| Addendum #1 - issued 03.10.25 | [6 empty] | 0 | I |  | I
0
270
| SUBTOTAL Base Bid | [6 empty] | 5717044 |  | 5339241 |  | 5634370 |  | 6246031 |  | 0 |  | 0 |  | 0
| BOND RATE | [7 empty] | 0% |  | 0% |  | 0% |  | 0% |  | 0% |  | 0%
| BOND AMOUNT | [6 empty] | 0 |  | 0 |  | 0 |  | 0 |  | 0 |  | 0 |  | 0
| ADJUSTED TOTAL | [6 empty] | 5717044 |  | 5339241 |  | 5634370 |  | 6246031 |  | 0 |  | 0 |  | 0
| Cost per SF | 87222 | [5 empty] | 65.5459 |  | #DIV/0! |  | #DIV/0! |  | #DIV/0! |  | #DIV/0! |  | #DIV/0! |  | #DIV/0!
QUALIFICATIONS
EXCLUSIONS/OWNER PROVIDED ITEMS:
ALTERNATES:
PROPOSED VE (Provide Clear Description):
FULLY LOADED LABOR RATES
Laborer
Mechanic
Superintendent
Project Manager
SCHEDULE
Prepared shop drawings/submittals
Mobilization
Total duration to complete scope of work
Winner | [7 empty] | proposal |  | 4146161 |  | 4409090 |  | 5263533
Company | [13 empty] | 122218
Contact | [7 empty] | allowance |  | 1170280 |  | 676280 |  | 676280
Phone | [7 empty] | plugs |  |  |  | 405000 |  | 350000
Email | [7 empty] | remove
Base Bid | 5339241 | [6 empty] | add |  | 22800 |  |  |  | 0
[8 empty] | total |  | 5339241 |  | 5490370 |  | 6412031
| Need Prequalification | [6 empty] | total above |  | 5339241 |  | 5634370 |  | 6246031
| Prequalified | [6 empty] | delta |  | 0 |  | 144000 |  | -166000
1574745
716675
1427960
221089
21960
104958
14608
64166
4146161

## 05 52 Railings
Hedrick Plug
[5 empty] | X | Excluded
[5 empty] | I | Included
| BACK TO SUMMARY SHEET |  |  |  |  | Sub Add/Deduct
Project: | Atlantic Fields Club Core / Dock Bar / Spa Pods / Water Features |  |  |  |  | Company | JC Iron Ornamental
Trade: | Handrails & Railings |  |  |  |  | Contact
CSI Code: | 05 52 00 |  |  |  |  | Phone
Date: | [5 empty] | Email
[6 empty] | Adjusted Bid | 138000 |  | 0 |  | 0 |  | 0 |  | 0 |  | 0
BID DOCUMENTS: |  | Plan/ Spec. Package | QTY | U/M | Unit Cost | Subtotal | Yes/No | Price | Yes/No | Price | Yes/No | Price | Yes/No | Price | Yes/No | Price | Yes/No | Price
GENERAL INCLUSIONS
INCLUDES ALL SALES TAX
ALL HOISTING & RIGGING REQUIRED TO COMPLETE THIS SCOPE
PROVIDE P&P BONDS
FLORIDA STATE CONTRACTORS LIC.
GENERAL LIABILITY AND WORKERS COMP. INSURANCE LIMITS
STATE AND LOCAL TAXES
SPECIFIC TRADE SCOPE OF WORK REQUIREMENTS
BASE BID
| Club Core | [6 empty] | 0 |  | 0 |  | 0 |  | 0 |  | 0 |  | 0
| Metal guardrail w/ SS cabling |  |  |  |  | 0
| Wellness Level 2 - Exterior Terrace - 3'-6" - included as glass - see 08 50 | 06/A8.16 | 33 | lf |  | 0
0
0
0
| Dock Bar |  |  |  |  | 0 |  | 138000 |  | 0 |  | 0 |  | 0 |  | 0 |  | 0
| Metal guardrail w/ SS cabling | A8.01 | 456 | lf | 300 | 136800 |  | 138000
0
0
0
| Spa Pods - NA |  |  |  |  | 0 |  | 0 |  | 0 |  | 0 |  | 0 |  | 0 |  | 0
0
0
0
| Hardscape |  |  |  |  | 0 |  | 0 |  | 0 |  | 0 |  | 0 |  | 0 |  | 0
| Hand Rail - See 32 31 Fence & Gates |  |  |  |  | 0
0
0
0
0
0
0
0
0
0
0
0
0
| SUBTOTAL Base Bid |  |  |  |  | 136800 |  | 138000 |  | 0 |  | 0 |  | 0 |  | 0 |  | 0
| BOND RATE | [5 empty] | 0% |  | 0% |  | 0% |  | 0% |  | 0% |  | 0%
| BOND AMOUNT |  |  |  |  | 0 |  | 0 |  | 0 |  | 0 |  | 0 |  | 0 |  | 0
| ADJUSTED TOTAL |  |  |  |  | 136800 |  | 138000 |  | 0 |  | 0 |  | 0 |  | 0 |  | 0
| Cost per SF |  |  |  |  | 1.5428 |  | 1.5563 |  | 0 |  | 0 |  | 0 |  | 0 |  | 0
QUALIFICATIONS
EXCLUSIONS/OWNER PROVIDED ITEMS:
ALTERNATES:
PROPOSED VE (Provide Clear Description):
FULLY LOADED LABOR RATES
Laborer
Mechanic
Superintendent
Project Manager
SCHEDULE
Prepared shop drawings/submittals
Mobilization
Total duration to complete scope of work
Winner
Company
Contact
Phone
Email
Base Bid | 138000
Need Prequalification
Prequalified

## 05 70 Arch Metals
Hedrick Plug
[5 empty] | X | Excluded
[5 empty] | I | Included
| BACK TO SUMMARY SHEET |  |  |  |  | Sub Add/Deduct
Project: | Atlantic Fields Club Core / Dock Bar / Spa Pods / Water Features |  |  |  |  | Company | VM Iron Works
Trade: | Interior & Exterior Architectural Metals |  |  |  |  | Contact | Johnny Lorusso
CSI Code: | 05 70 00 |  |  |  |  | Phone | (772) 781-0318
Date: | [5 empty] | Email | johnny@vmironwork.com
[6 empty] | Adjusted Bid | 1358334 |  | 0 |  | 0 |  | 0 |  | 0 |  | 0
BID DOCUMENTS: |  | Plan/ Spec. Package | QTY | U/M | Unit Cost | Subtotal | Yes/No | Price | Yes/No | Price | Yes/No | Price | Yes/No | Price | Yes/No | Price | Yes/No | Price
GENERAL INCLUSIONS
INCLUDES ALL SALES TAX
ALL HOISTING & RIGGING REQUIRED TO COMPLETE THIS SCOPE
PROVIDE P&P BONDS
FLORIDA STATE CONTRACTORS LIC.
GENERAL LIABILITY AND WORKERS COMP. INSURANCE LIMITS
STATE AND LOCAL TAXES
SPECIFIC TRADE SCOPE OF WORK REQUIREMENTS
BASE BID
| Club Core | [6 empty] | 1247804 |  | 0 |  | 0 |  | 0 |  | 0 |  | 0
| Ribbon Canopy |  |  |  |  | 0
Allowance | Ribbon Canopy - Decorative steel angle w/ high performance finish - not enough detail | 3/A4.20 | 1086 | sf | 30 | 32580 |  | 32580
0
Allowance | Club Core - Exterior metal plate cladding - MT-01 - not enough detail |  | 5762 | sf | 50 | 288100 |  | 288100
| Dining - North Elevation - MT-01 Plate - parapet & facia | 1/A3.00 | 392 | sf |  | 0
| Dining - East Mech Yard Elevation - MT-01 Plate - parapet & facia | 1/A3.00 | 327 | sf |  | 0
| Dining - East Elevation - MT-01 Plate - parapet & facia | 1/A3.00 | 738 | sf |  | 0
| Dining - West Elevation - MT-01 Plate - parapet & facia | 1/A3.01 | 741 | sf |  | 0
| Dining - South Elevation - MT-01 Plate - parapet & facia | 2/A3.01 | 364 | sf |  | 0
| Fitness-North Elevation - MT-01 Flashing - above windows | 1/A3.02 | 24 | sf |  | 0
| Fitness-North Elevation - MT-01 Plate - parapet | 1/A3.02 | 296 | sf |  | 0
| Fitness-East Elevation - MT-01 Plate - parapet | 2/A3.02 | 192 | sf |  | 0
| Fitness-South Elevation - MT-01 Plate - parapet | 1/A3.03 | 347 | sf |  | 0
| Fitness-West Elevation - MT-01 Flashing - above windows | 2/A3.03 | 30 | sf |  | 0
| Fitness-West Elevation - MT-01 Plate - parapet | 2/A3.03 | 117 | sf |  | 0
| Wellness-North Elevation - MT-01 Plate - parapet | 1/A3.04 | 468 | sf |  | 0
| Wellness-West Elevation - MT-01 Plate - parapet | 2/A3.04 | 501 | sf |  | 0
| Wellness-South Elevation - MT-01 Plate - parapet | 1/A3.05 | 768 | sf |  | 0
| Wellness-West Elevation - MT-01 Plate - parapet | 2/A3.05 | 457 | sf |  | 0
0
Allowance | Club Core - Exterior metal plate cladding at planters - MT-01 & MT-04 - not enough detail |  | 3095.17 | sf | 50 | 154759 |  | 154759
| Dining Level 1 |  |  |  |  | 0
| MT-04 Plate - planter | 4/A8.11, /A4.01, A2.20 outside | 85 | sf |  | 0
| MT-04 Plate - planter | 4/A8.11, /A4.01, A2.20 inside | 79 | sf |  | 0
| MT-04 Plate - base - 4" | 4/A8.11, /A4.01, A2.20 | 16.17 | sf |  | 0
| Dining Level 2 |  |  |  |  | 0
3.31 | MT-01 Plate - planter | 2/8.11, 2/A4.00, A2.30 | 743 | sf |  | 0
3.17 | MT-01 Plate w/ screen sill - planter | 2/8.11, 2/A4.00, A2.30 | 736 | sf |  | 0
3.67 | MT-01 Plate - planter (wrapped) | 2/A4.03, A2.30 | 250 | sf |  | 0
| Wellness Level 2 |  |  |  |  | 0
2.67 | MT-01 Plate - planter (wrapped) | 2/A8.16, A/4.10, A2.31 | 1186 | sf |  | 0
| MT-01 Chanel Vertical C12X3 | 7/A8.03, A2.21.5, A2.21 |  | lf |  | 0
0
Allowance | Club Core - Misc metal plate trim - not enough detail |  | 298.2 | sf | 75 | 22365 |  | 22365
6 | door jamb at bug screens | 3/A8.00 | 225 | sf |  | 0
4 | window jamb st reveal | 6/A8.0 | 73.2 | sf |  | 0
[6 empty] | 0 |  | VMI
| Dining Circular Stair | A.7.00, A-7.01, A-7.02 | 1 | ls | 750000 | 750000 |  | 750000
0
| Dock Bar |  |  |  |  | 0 |  | 47180 |  | 0 |  | 0 |  | 0 |  | 0 |  | 0
Allowance | Dock Bar - MT--05 misc metal plate trim - not enough detail |  | 629.0722 | sf | 75 | 47180 |  | 47180
| MT-?? steel plate at roof edge - 24" | 1/A4.00 | 510 | sf |  | 0
11.17 | MT-05 steel plate - at bug screens - 12" & 12" - x 2 | 3/A8.00 | 44.68 | sf |  | 0
11.17 | MT-05 steel plate - at bug screens - 12" - x 2 | 4/A8.00 | 22.34 | sf |  | 0
11.17 | MT-05 steel plate - at bug screens - 12" & 10" & 3" & 3" - x2 | 4/A8.00 | 52.0522 | sf |  | 0
0
| Spa Pods |  |  |  |  | 0 |  | 63350 |  | 0 |  | 0 |  | 0 |  | 0 |  | 0
Allowance | Spa Pods - MT--05 misc metal plate trim - not enough detail |  |  |  |  | 63350 |  | 63350
| MT-?? Steel angle at roof edge - 8" x 8" x ?" | 3/A8.01 | 630 | lf | 80 | 50400
| MT-?? Steel WT - top & botoom screen wall 5" x 4" x ?" | A8.10 | 185 | lf | 70 | 12950
| SUBTOTAL Base Bid |  |  |  |  | 1421684 |  | 1358334 |  | 0 |  | 0 |  | 0 |  | 0 |  | 0
| BOND RATE | [5 empty] | 0% |  | 0% |  | 0% |  | 0% |  | 0% |  | 0%
| BOND AMOUNT |  |  |  |  | 0 |  | 0 |  | 0 |  | 0 |  | 0 |  | 0 |  | 0
| ADJUSTED TOTAL |  |  |  |  | 1421684 |  | 1358334 |  | 0 |  | 0 |  | 0 |  | 0 |  | 0
| Cost per SF |  |  |  |  | 16.0331 |  | 15.3186 |  | 0 |  | 0 |  | 0 |  | 0 |  | 0
QUALIFICATIONS
EXCLUSIONS/OWNER PROVIDED ITEMS:
ALTERNATES:
PROPOSED VE (Provide Clear Description):
FULLY LOADED LABOR RATES
Laborer
Mechanic
Superintendent
Project Manager
SCHEDULE
Prepared shop drawings/submittals
Mobilization
Total duration to complete scope of work
Winner
Company
Contact
Phone
Email
Base Bid | 1358334
Need Prequalification
Prequalified

## 06 10 Rough Carpentry
Hedrick Plug
[5 empty] | X | Excluded
[5 empty] | I | Included
| BACK TO SUMMARY SHEET |  |  |  |  | Sub Add/Deduct
Project: | Atlantic Fields Club Core / Dock Bar / Spa Pods / Water Features |  |  |  |  | Company
Trade: | Rough Carpentry |  |  |  |  | Contact
CSI Code: | 06 10 00 |  |  |  |  | Phone
Date: | [5 empty] | Email
[6 empty] | Adjusted Bid | 293252.92 |  | 146663.14 |  | 0 |  | 0 |  | 0 |  | 0
BID DOCUMENTS: |  | Plan/ Spec. Package | QTY | U/M | Unit Cost | Subtotal | Yes/No | Price | Yes/No | Price | Yes/No | Price | Yes/No | Price | Yes/No | Price | Yes/No | Price
GENERAL INCLUSIONS
INCLUDES ALL SALES TAX
ALL HOISTING & RIGGING REQUIRED TO COMPLETE THIS SCOPE
PROVIDE P&P BONDS
FLORIDA STATE CONTRACTORS LIC.
GENERAL LIABILITY AND WORKERS COMP. INSURANCE LIMITS
STATE AND LOCAL TAXES
SPECIFIC TRADE SCOPE OF WORK REQUIREMENTS
BASE BID
| Club Core |  |  |  |  | 527494.9744 |  | 109293 |  | 0 |  | 0 |  | 0 |  | 0 |  | 0
| coping cap blocking |  |  |  |  | 0 |  | 0
| Dining lower roof parapet - 2x12 | 2/A4.01 & 7/A2.50 | 128 | lf | 6.5 | 832 |  | 832
| Dining upper roof parapet - 2x12 | 2/A3.10 | 441 | lf | 6.5 | 2867 |  | 2867
| Fitness lower roof parapet - 2x12 | 2/A3.11 & 3/A4.06 | 160 | lf | 6.5 | 1040 |  | 1040
| Fitness upper roof parapet - 2x12 | 2/A3.11 & 3/A4.06 | 400 | lf | 6.5 | 2600 |  | 2600
| Wellness upper roof parapet - 2x12 | A2.44 & 1/A3.13 | 542 | lf | 6.5 | 3523 |  | 3523
[6 empty] | 0 |  | 0
| roof edge blocking |  |  |  |  | 0 |  | 0
| Dining high & low overhang edge - 2- 2x6 | 1 & 2/A2.50 | 2116 | lf | 5 | 10580 |  | 10580
| Dining high & low overhang edge - 1/2" ext sheathing - 4" strip | 1 & 2/A2.50 | 349.14 | sf | 10 | 3491 |  | 3491
| Dining upper roof edge - 2 - 2x6 | 1/A4.01 & 3/A2.50 | 522 | lf | 5 | 2610 |  | 2610
| Fitness overhang edge - 2- 2x6 | 1&3/A4.06 | 824 | lf | 5 | 4120 |  | 4120
| Wellness low overhang edge | A2.43 & A3.13 | 330 | lf | 5 | 1650 |  | 1650
| Wellness low roof edge - 2 - 2x6 | 1/A4.01 & 3/A2.50 | 924 | lf | 5 | 4620 |  | 4620
| Fitness upper overhang edge - 2- 2x6 | A2.44 & 1/A3.13 | 1200 | lf | 5 | 6000 |  | 6000
| misc 2x blocking at roof edge |  | 4000 | lf | 5 | 20000 |  | 20000
[6 empty] | 0 |  | 0
| Raised platform at Restaurant D-112 | 1/A4.03 | 363 | sf | 10 | 3630 |  | 3630
| Step at Dining Room - D-102 | 2/A4.03 | 5 | lf | 10 | 50 |  | 50
| Step/platform at Dining Room - D-102 | A/2.20 | 112 | sf | 10 | 1120 |  | 1120
18 | Blocking in typ columns at insect screens - 4 - 2x8 | 4/A8.00 | 1080 | lf | 5.5 | 5940 |  | 5940
14 | Blocking in corner columns at insect screens - 4- 2x8 | 1/A8.00 | 840 | lf | 5.5 | 4620 |  | 4620
[6 empty] | 0 |  | 0
| misc 2x blocking at exterior details |  | 1 | ls | 15000 | 15000 |  | 15000
[6 empty] | 0 |  | 0
| Safety Railings |  | 1 | ls | 15000 | 15000 |  | 15000
[6 empty] | 0 |  | 0
| Dock Bar |  |  |  |  | 0 |  | 42397 |  | 0 |  | 0 |  | 0 |  | 0 |  | 0
2 | Column base at door - 2x4 | 4/A8.00 | 20.5 | lf | 5.5 | 113 |  | 113
2 | Column base at door - 2 - 2x8 | 4/A8.00 | 41 | lf | 5.5 | 226 |  | 226
2 | Column base corner - 5 - 2x8 | 3/A8.00 | 102.5 | lf | 5.5 | 564 |  | 564
4 | Column base straight - 2 - 2x8 | 2/A8.00 | 82 | lf | 5.5 | 451 |  | 451
2 | Base bug screen - 2x6 | 1/A8.00 | 20.5 | lf | 5.5 | 113 |  | 113
| 1/2" plywood roof deck sheathing | 2/A2.05 | 4093 | sf | 10 | 40930 |  | 40930
| 1/2" plywood ceiling sheathing - see drywall | 2/A2.05 | 4093 | sf | 10 |  |  | 0
[6 empty] | 0 |  | 0
| Spa Pods |  |  |  |  | 0 |  | 141562.92 |  | 146663.14 |  | 0 |  | 0 |  | 0 |  | 0
[6 empty] | 0 |  | 0
| wood trusses supply |  |  |  |  | 0 |  | A-1 Industries |  | Universal
| BOH & Comfort Station |  | 858 | sf |  | 0 |  | 3796.01 |  | 5643.62
| Massage Treatment Pavilion |  | 1906 | sf |  | 0 |  | 7191.08 |  | 7783.76
| Meditation Pavilion |  | 471 | sf |  | 0 |  | 1483.63 |  | 3447.54
| Double Treatment Pavilion |  | 1163 | sf |  | 0 |  | 5814.29 |  | 6146.06
| Double Treatment Pavilion ADA |  | 1163 | sf |  | 0 |  | 6566.05 |  | 6111.08
| Single Treatment Pavilion |  | 893 | sf |  | 0 |  | 4655.86 |  | 5475.08
| rough carpentry |  |  |  |  | 0
| WD Column - 6" x 6" x 9'-0" |  | 20 | ea | 250 | 5000 |  | 5000 |  | 5000
| WD beam - LVL - 5.25x16 |  | 19 | lf | 200 | 3800 |  | 3800 |  | 3800
| WD beam - 4x8 |  | 40 | lf | 200 | 8000 |  | 8000 |  | 8000
| set wood trusses |  | 5292 | sf | 6 | 31752 |  | 31752 |  | 31752
| 5/8" plywood sheathing |  | 5292 | sf | 12 | 63504 |  | 63504 |  | 63504
[6 empty] | 0 |  | 0
[6 empty] | 0 |  | 0
[6 empty] | 0 |  | 0
[6 empty] | 0 |  | 0
[6 empty] | 0 |  | 0
[6 empty] | 0 |  | 0
[6 empty] | 0 |  | 0
| SUBTOTAL Base Bid |  |  |  |  | 263746 |  | 293252.92 |  | 146663.14 |  | 0 |  | 0 |  | 0 |  | 0
| BOND RATE | [5 empty] | 0% |  | 0% |  | 0% |  | 0% |  | 0% |  | 0%
| BOND AMOUNT |  |  |  |  | 0 |  | 0 |  | 0 |  | 0 |  | 0 |  | 0 |  | 0
| ADJUSTED TOTAL |  |  |  |  | 263746 |  | 293252.92 |  | 146663.14 |  | 0 |  | 0 |  | 0 |  | 0
| Cost per SF |  |  |  |  | 2.9744 |  | 3.3072 |  | 1.654 |  | 0 |  | 0 |  | 0 |  | 0
QUALIFICATIONS
EXCLUSIONS/OWNER PROVIDED ITEMS:
ALTERNATES:
PROPOSED VE (Provide Clear Description):
FULLY LOADED LABOR RATES
Laborer
Mechanic
Superintendent
Project Manager
SCHEDULE
Prepared shop drawings/submittals
Mobilization
Total duration to complete scope of work
Winner
Company
Contact
Phone
Email
Base Bid | 293252.92
Need Prequalification
Prequalified

## 06 40 Exterior Finish Carpentry
Hedrick Plug
[5 empty] | X | Excluded
[5 empty] | I | Included
| BACK TO SUMMARY SHEET |  |  |  |  | Sub Add/Deduct
Project: | Atlantic Fields Club Core |  |  |  |  | Company | Lotspeich Co.
Trade: | Exterior Finish Carpentry |  |  |  |  | Contact | Ryan Schultz
CSI Code: | 06 40 00 |  |  |  |  | Phone | (954) 978-2388
Date: | [5 empty] | Email | ryan.schultz@lcfinc.com
[6 empty] | Adjusted Bid | 4406552 |  | 0 |  | 0 |  | 0 |  | 0 |  | 0
BID DOCUMENTS: |  | Plan/ Spec. Package | QTY | U/M | Unit Cost | Subtotal | Yes/No | Price | Yes/No | Price | Yes/No | Price | Yes/No | Price | Yes/No | Price | Yes/No | Price
GENERAL INCLUSIONS
INCLUDES ALL SALES TAX
ALL HOISTING & RIGGING REQUIRED TO COMPLETE THIS SCOPE
PROVIDE P&P BONDS
FLORIDA STATE CONTRACTORS LIC.
GENERAL LIABILITY AND WORKERS COMP. INSURANCE LIMITS
STATE AND LOCAL TAXES
SPECIFIC TRADE SCOPE OF WORK REQUIREMENTS
BASE BID
| Club Core | [6 empty] | 3087156.7525 |  | 0 |  | 0 |  | 0 |  | 0 |  | 0
| Wood infill at Port Cochere steel columns - 1/A4.23 |  |  |  |  | 0
0
| Dining |  |  |  |  | 0
| WD-08: Accoya - Cypress T&G 5-1/2", select grade w/ clear coat | A0.60 |  |  |  | 0 |  | 494000
| soffits | A6.10 / A6.20 / A6.30 | 12490 | sf |  | 0
| details | A4.00 - A4.03 |  |  |  | 0
| WD-10: Lunawood T&G - Luna Triple 32x140, Luna Thermo-D, Planed | A0.60 |  |  |  | 0 |  | 257000
| exterior wall cladding - elevations | A3.00 / A3.01 | 4276 | sf |  | 0
| details | A0.32 - W1 |  |  |  | 0
| infill at steel columns at bug screens - assume 9" wide x 12'-0" tall | 1 & 4/A8.00 | 30 | ea | 600 | 18000 |  | 18000
| infill at steel columns at Port Cochere - assume 12" wide x 15'-0" tall | A4.23 | 8 | ea | 900 | 7200 |  | 7200
| WD-11: 2x4 Battens - finish to match WD-10 w / Thermowood backing | A0.60 |  |  |  | 0
Allowance | Club Core Dining - Mechanical Yard Screen. Need WD-11 spec | A2.40 / 2/A4.01 | 970 | sf | 120 | 116400 |  | 116400
| WD-XX: ? - WD-08: Accoya - Cypress T&G 5-1/2", select grade w/ clear coat |  |  |  |  | 0
Allowance | Club Core Dining - soffit - Port Cochere - Details incomplete | A6.20 | 486 | sf | 45 | 21870 |  | 21870
| details | 3/A4.23 |  |  |  | 0
| Fitness |  |  |  |  | 0
| WD-06: Trellis - Lunawood Batten, Luna SHP 42 x 140 (2 x 6) | A0.60 |  |  |  | 0
Allowance | Club Core Fitness - WD-06: Trellis - overhang - Details incomplete | A6.21 | 2651.94 | lf | 20 | 53039 |  | 53039
| details | 1/A4.07 |  |  |  | 0
| WD-08: Accoya - Cypress T&G 5-1/2", select grade w/ clear coat | A0.60 |  |  |  | 0 |  | 199000
| soffit perimiter | A6.21 | 3670 | sf |  | 0
| details | 1&3/A4.06 |  |  |  | 0
| WD-10: Lunawood T&G - Luna Triple 32x140, Luna Thermo-D, Planed | A0.60 |  |  |  | 0
| infill at steel columns at bug screens - assume 9" wide x 12'-0" tall | 1 & 4/A8.00 | 12 | ea | 600 | 7200 |  | 7200
| WD-XX: Wood Shingle System |  |  |  |  | 0
Allowance | Club Core Fitness - soffit - Port Cochere - No details | 3/A4.23 | 1113 | sf | 50 | 55650 |  | 55650
0
| Wellness |  |  |  |  | 0
| WD-06: Trellis - Lunawood Batten, Luna SHP 42 x 140 - 2x4 batten | A0.60 |  |  |  | 0
Allowance | Wellness WD-06: Trellis - lower roof overhang - Details incomplete | A6.22 / A6.31 | 3840 | lf | 20 | 76800 |  | 76800 | [10 empty] | mat | 3840 | lf | 6 | 23040
Allowance | Wellness WD-06: Trellis - upper roof overhang - Details incomplete | A6.22 / A6.31 | 2136 | lf | 20 | 42720 |  | 42720 | [10 empty] | labor | 360 | pcs | 85 | 30600
| details | A4.08 - A4.13 |  |  |  | 0 | [12 empty] | mat | 2136 | lf | 6 | 12816
| WD-08: Accoya - Cypress T&G 5-1/2", select grade w/ clear coat | A0.60 |  |  |  | 0 |  | 364000 | [10 empty] | labor | 336 | pcs | 85 | 28560
| soffit perimiter | A6.22 / A6.31 | 8763 | sf |  | 0 | [13 empty] | 5976 | lf | 15.8996 | 95016
| details | A4.08-A4.13 |  |  |  | 0
| WD-10: Lunawood T&G - Luna Triple 32x140, Luna Thermo-D, Planed | A0.60 |  |  |  | 0 |  | 292000 | [11 empty] | 5976 | lf | 5.35 | 31971.6
| exterior wall cladding - elevations | A3.04 / A3.05 | 3878 | sf |  | 0 | [13 empty] | ship |  |  | 1500
| details | A4.08-A4.13 |  |  |  | 0 | [13 empty] | 5976 | lf | 5.601 | 33471.6
| infill at steel columns at bug screens - assume 9" wide x 12'-0" tall | 1 & 4/A8.00 | 10 | ea | 600 | 6000 |  | 6000
[6 empty] | 0 | [13 empty] | boom lift | hr | 60
| Ribbon Canopy |  |  |  |  | 0 | [13 empty] | 2 men | hr | 100
| WD-08: Wd Soffit - Accoya - Cypress T&G 5-1/2", select grade w/ clear coat |  |  |  |  | 0 | [15 empty] | 160
| soffit | 2 & 3/A4.20 | 3134 | sf |  | 0 |  | 144000
[20 empty] | 15 pcs /8 hours |  | 0.53333 | pcs / hr
| Clear Coat on T&G Cypress | [6 empty] | 423837.7525 | [13 empty] | 85.3333 | /pc
Allowance | Fitness Pool Cabanas - No dimensions |  |  |  |  | 508440 |  | 508440
| IPE slats - (12+12+12) x 13.25 x 10 |  | 4770 | ea | 72 | 343440
| steel |  | 10 | ea | 16500 | 165000
| Dock Bar | [6 empty] | 611228.5808 |  | 0 |  | 0 |  | 0 |  | 0 |  | 0
| WD-XX: ? - WD-08: Accoya - Cypress T&G 5-1/2", select grade w/ clear coat |  |  |  |  | 0
| Ceiling - allow for slope | A6.02 | 2805 | sf |  | 0 |  | 119000
| WD-10: Lunawood T&G - Luna Triple 32x140, Luna Thermo-D, Planed | A0.60 (Club C) |  |  |  | 0
| exterior wall cladding - elevations | A3.00 | 1602 | sf |  | 0 |  | 105000
| details | A8.00 |  |  |  | 0
| infill at steel columns - assume 10" wide x 10'-3" tall | 2 & 4/A8.00 | 16 | ea | 520 | 8320 |  | 8320
0
| Clear Coat on T&G Cypress |  |  |  |  | 0 |  | 41995.5808
Deckmasters
| WD-14 IPE decking on 2x sleepers |  |  |  | 71.0953 |  |  | 259000
| WD-14 - IPE decking - Dock Bar & Patio |  | 2805 | sf |  | 0 | I
| WD-14 - IPE decking - pier |  | 829 | sf |  | 0 | I
| WD-14 - IPE facia at deck - 14" | 4/A8.01 | 532 | sf | 65 | 34580 |  | 34580
| WD-14 - IPE railing cap - 5" | 4/A8.01 | 456 | lf | 65 | 29640 |  | 29640
| WD-14 - IPE railing vertical infill - 3' 6 1/2" x 2" | 5/A8.01 | 115 | ea | 65 | 7475 |  | 7475
| Temp plywood decking at pier to facilitate decking installation. |  | 829 | sf | 7.5 | 6218 |  | 6218
0
| Spa Pods |  |  |  |  | 0 |  | 708166.6667 |  | 0 |  | 0 |  | 0 |  | 0 |  | 0
| WD-08: Accoya - Cypress T&G 5-1/2", select grade w/ clear coat | A0.60 (Club C) |  |  |  | 0 |  | 264000
| soffit perimiter | A6.02 / A6.03 | 3738 | sf |  | 0
| Details | A8.01 / A8.02 |  |  |  | 0
| WD-10: Lunawood T&G - Luna Triple 32x140, Luna Thermo-D, Planed | A0.60 (Club C) |  |  |  | 0 |  | 267000
| exterior wall cladding - elevations | A3.00 / A3.01 | 4833 | sf |  | 0
| details | A8.01 / A8.02 |  |  |  | 0
| WD-11: ? - Lunawood Batten, Luna SHP 42 x 140 - 2x4 batten |  |  |  |  | 0
| slat wall - 9'6" tall | A8.10 | 1740 | sf |  | 0 |  | 84000
|  |  | 183.1579 | lf |  | 0
| Clear Coat on T&G Cypress |  |  |  |  | 0 |  | 93166.6667
0
| total Cypress |  | 36199 | sf | 43.7581
| total Lunawood |  | 17240.94 | sf | 59.8052
| total canopy wood battens |  | 8627.94 | lf | 17.849
0
0
| SUBTOTAL Base Bid |  |  |  |  | 1507992 |  | 4406552 |  | 0 |  | 0 |  | 0 |  | 0 |  | 0
| BOND RATE | [5 empty] | 0% |  | 0% |  | 0% |  | 0% |  | 0% |  | 0%
| BOND AMOUNT |  |  |  |  | 0 |  | 0 |  | 0 |  | 0 |  | 0 |  | 0 |  | 0
| ADJUSTED TOTAL |  |  |  |  | 1507992 |  | 4406552 |  | 0 |  | 0 |  | 0 |  | 0 |  | 0
| Cost per SF |  |  |  |  | 0 |  | 0 |  | 0 |  | 0 |  | 0 |  | 0 |  | 0
QUALIFICATIONS
EXCLUSIONS/OWNER PROVIDED ITEMS:
ALTERNATES:
PROPOSED VE (Provide Clear Description):
FULLY LOADED LABOR RATES
Laborer
Mechanic
Superintendent
Project Manager
SCHEDULE
Prepared shop drawings/submittals
Mobilization
Total duration to complete scope of work
Winner | [5 empty] | proposal |  | 1584000
Company | [5 empty] | proposal |  | 921000
[6 empty] | Deck Masters |  | 259000
Contact | [5 empty] | allowance |  | 366479
Phone | [5 empty] | plugs |  | 118415
Email | [5 empty] | remove
Base Bid | 4406552 |  |  |  |  | add |  | 643000
[6 empty] | total |  | 3891894
| Need Prequalification |  |  |  |  | total above |  | 4406552
| Prequalified |  |  |  |  | delta |  | 514658

## 06 50 Millwork
Hedrick Plug
| PAGE 56 COMPLETE |  |  |  | X | Excluded
[5 empty] | I | Included
| BACK TO SUMMARY SHEET |  |  |  |  | Sub Add/Deduct
Project: | Atlantic Fields Club Core / Dock Bar / Spa Pods / Water Features |  |  |  |  | Company | Beaubois |  | J2 Cabs |  | Mortensen |  | Premier Arch. |  | Baron Manufacturing |  | District 95 |  | JRA Marble |  | Martinez Otero
Trade: | Millwork |  |  |  |  | Contact | Iain Paterson |  | Keven Nelson |  | Michael Bliss |  | Paul Hays |  | Neil Gavan |  | Franklin Herrera |  | Juan |  | Steven Pipes
CSI Code: | 06 50 00 |  |  |  |  | Phone | 561-436-1356 |  | 352-629-1700 |  | 954-822-0447 |  | 331-234-0977 |  | 954-590-3800 |  | 754-204-4703 |  | 646-841-7227 |  | 646-853-1206
Date: | [5 empty] | Email | iain.paterson@beaubois.com |  | keven@j2cabinetryandtrim.com |  | mbliss@mortensenwoodwork.com |  | phays@premier-ap.com |  | neil@baronmfg.com |  | franklin@district95woodwork.com |  | jramarble@gmail.com |  | scp@martinezotero.com
[6 empty] | Adjusted Bid | 6857786 |  | 7315506.94 |  | 9703627.7965 |  | 7841388 |  | 0 |  | 0 |  | 0 |  | 0
BID DOCUMENTS: |  | Plan/ Spec. Package | QTY | U/M | Unit Cost | Subtotal | Yes/No | Price | Yes/No | Price | Yes/No | Price | Yes/No | Price | Yes/No | Price | Yes/No | Price | Yes/No | Price | Yes/No | Price | Yes/No | Price
GENERAL INCLUSIONS
| INCLUDES ALL SALES TAX | [5 empty] | i | 231743 | ? |  | i |  |  |  | ?
| ALL HOISTING & RIGGING REQUIRED TO COMPLETE THIS SCOPE | [5 empty] | i |  | i |  | i |  |  |  | i
| PROVIDE P&P BONDS | [5 empty] | x | {0.8%) | x |  | x |  |  |  | x
| FLORIDA STATE CONTRACTORS LIC. | [5 empty] | i |  | i |  | i |  |  |  | i
| GENERAL LIABILITY AND WORKERS COMP. INSURANCE LIMITS | [5 empty] | i |  | i |  | i |  |  |  | i
| STATE AND LOCAL TAXES | [5 empty] | i |  | ? |  | i |  |  |  | ?
| PRE-QUALIFIED IN COMPASS | [5 empty] | ? | {2.1} | ? | {5.3} | ? | {3.7} |  |  | ? | {3.1}
SPECIFIC TRADE SCOPE OF WORK REQUIREMENTS
| BASE BID | [12 empty] | 7798388 |  | NOT REVISING
Disclaimer The list of millwork and millwork-related items provided (over 350 items) is offered solely as a general reference to help subcontractors identify elements typically included in their scope of work. This list is not exhaustive and must not be relied upon as the sole basis for bidding. Each bidder is responsible for conducting a thorough review of the plans, specifications, and all relevant contract documents to ensure complete and accurate pricing. Subcontractors are further advised that: Hardware and Accessories: All hardware or accessories integrated into the millwork items listed must be included in the subcontractor’s proposal, except for appliances, audio-visual equipment, or any other items customarily provided by others. Due Diligence: It is the responsibility of each subcontractor to verify all dimensions, materials, finishes, and installation details within the construction documents. Any discrepancies or omissions noted must be clarified before submitting a final bid. Scope Confirmation: Bidders should confirm the full extent of work with the General Contractor or Owner’s Representative to avoid overlap, duplication, or exclusion of necessary items. By using or referring to this list, the subcontractor acknowledges that it is their duty to confirm the completeness and accuracy of all scope elements in their proposal. The General Contractor and Owner assume no liability for errors or omissions arising from reliance solely on this list.
| Acoustical Ceilings WD-101, WD-302, WD-113 | [5 empty] | i | -1362000 | x |  | x |  |  |  | x | Not responsive |  |  |  | Not responsive
Allowance | Banquette at D-008 and D-102 | [5 empty] | x | 210000 |  | 210000 |  | 210000 | ?
| RFI responses Acknowledgement | [5 empty] | i |  | ? |  | i |  |  |  | ?
| Addendums acknowledgement | [5 empty] | i |  | ? |  | i |  |  |  | ?
| All hardware for all millwork | [5 empty] | i |  | ? |  | i |  |  |  | ?
| Materials per specs, manual and drawings | [5 empty] | i |  | ? |  | i |  |  |  | ?
Core
| Doors, Frames and Hardware are per schedule | A0.50, A0.51 |  |  |  |  | X, UNO | See D,F&H | x |  | X, UNO |  |  |  | ?
| Wood Door Casings and portals per schedule and details | A0.50-A0.51 A0.53 - A0.54B |  |  |  |  | i |  | ? |  | i |  |  |  | ?
| Wellness | [6 empty] | 3310682 |  | 3244345 |  | 4379248.6
| Level 00 | ID-3.16
W-001 Cart Barn
RFI | Cart wash Stainless steel cabs, shelves, base, countertop and 4" backsplash | ID-5.30, 1/ID-5.32 1,2/ID-6.58 |  |  |  |  | i | ALLOWANCE {43,000} | ? |  | i |  |  | 43000 | i
RFI | Cart prep stainless steel cabs, shelves, base, countertop and 4" backsplash | ID-5.30, 2/ID-5.32 1,2/ID-6.59 |  |  |  |  | i |  | ? |  | i |  |  |  | i
W-002 Golf Bag Storage
RFI | Golf Bag racks | A2.12, ID-3.16 |  |  |  |  | x | EXCLUDE | x |  | x |  | x |  | x
RFI | W-006 Laundry | ID-3.16, ID-3.16B |  |  |  |  | x |  | x |  | x |  | x |  | x
RFI | W-007 Pool Equipment | ID-3.16, ID-3.16B |  |  |  |  | x |  | x |  | x |  | x |  | x
| W-009 Shoe Drop | ID-3.16, ID-3.16B
RFI | Millwork Cabs (PLAM-3), open shelves, Countertop and 4" backsplash (ST-1) | ID-5.27, ID-6.56 |  |  |  |  | i | PLAM-1 | i | PLAM-1 | i | PLAM-1 |  | ??? | i
RFI | W-010 Electrical | ID-3.16, ID-3.16B |  |  |  |  | x |  | x |  | x |  |  |  | x
RFI | W-015 Pool Equipment | ID-3.16, ID-3.16B |  |  |  |  | x |  | x |  | x |  |  |  | x
RFI | W-018 Plunge Pool Equipment | ID-3.16, ID-3.16B |  |  |  |  | x |  | x |  | x |  |  |  | x
W-019 Office
RFI | Wall panel PLAM-X | 2/ID-5.25 |  |  |  |  | i | PL-101 | x | Plug | i | PLAM-3 |  |  | ?
| Installation of owner supplied stuff | ID-5.25 |  |  |  |  | x | EXCLUDE | x | [5 empty] | x
W-020 Men's restroom
RFI | Millwork Vanities (PLAM_2) & Countertop & 4" Backsplash (ST2) | ID-3.16, ID-5.28 1-2/ID-6.57 |  |  |  |  | i |  | i |  | i |  |  |  | i
W-021 Women's restroom
RFI | Millwork Vanities (PLAM_2) & Countertop & 4" Backsplash (ST2) | ID-3.16, ID-5.28 1-2/ID-6.57 |  |  |  |  | i |  | i |  | i |  |  |  | i
| W-022 Employee Lounge | ID-5.26
| reference sheet I5.14 note on ID-5.26 for lockers | [5 empty] | x | EXCLUDE |  |  | x |  |  |  | x
| Kitchen cabs, open shelves, trim cap, millwork fixed panels (PLAM-3) and counters & 4" backsplash (ST-3) | 1,4/ID-5.26 2,3,4/ID-6.54 1,2/ID-6.55 |  |  |  |  | i |  | i |  | i |  |  |  | i
| TV Wall Unit PLAM-3 & counter ST-3 | 1,3/ID-5.26 1/ID-6.54 |  |  |  |  | i |  | ? |  | i |  |  |  | ?
| Lockers | [5 empty] | x |  | x |  | i | -34466.08 |  |  | i | ???
| Level 01 | ID-1.17, ID-2.15 ID3.17, A2.22 A6.22
| W-100 Retail | ID-3.17B, ID5.57
| Hanging Millwork (metal angle brackets, wood double supports WD-109, wood shelves WD-109, hanging rods MT-101) | 2/ID-5.57 1,2,3,4,5/ID-6.60.3 |  |  |  |  | i |  | i |  | i |  |  |  | i
| Cash Desk & Backwrap (Millwork & Ribs WD-109, Paneling WD-109, countertop & Shroud ST-114.1, Shelves, grommets, wood cap, trim, wood tile) | 2,3/ID-5.57 ID-6.60.2 12/ID-6.60.3 |  |  |  |  | i |  | i |  | i |  |  |  | i
| Casing WD-109 | 3,4,6,7/ID-5.57 4/ID-7.04 |  |  |  |  | i |  | ? |  | i |  |  |  | i
| Shelf display (Millwork & Ribs WD-109, Paneling WD-109, Shelves, wood rail, header, filler) | 3,4,5/ID5.57 ID-6.60.1 |  |  |  |  | i |  | i |  | i |  |  |  | i
| Free-standing display/Stor w/provisions for sink WD-109 & ST-114.1 | 4/ID-5.57 6,7,8,9,10,11,12/ID-6.60.3 |  |  |  |  | i |  | i |  | i |  |  |  | i | ???
| Free-standing display/Stor without sink WD-109 & ST-114.1 | 2/ID-5.57 6,7,8,9,10,11,12/ID-6.60.3 |  |  |  |  | i |  | ? |  | i |  |  |  | ?
| Interior exposed columns solid wood paneling | A2.22, A8.01 ID-1.17, 2/ID-5.57 |  |  |  |  | i |  | ? |  | i |  |  |  | ?
| W-102 Vanity | ID-5.60
| (2) Men's Changing Towel Drop Millwork w/ shelves WD-105 and countertop & apron ST-112.1 | 2/ID-5.61 4/ID-6.62.0 2,3,4/ID-6.69.4 |  |  |  |  | i |  | i |  | i |  |  |  | i | ???
| Men's Changing Swim Spin Millwork w/ shelves WD-105 and countertop & apron ST-122.1 w/swimsuit spinner | 4/ID-5.61 3/ID-6.62.0 1,3/ID-6.69.4 |  |  |  |  | i |  | i |  | i |  |  |  | ?
| (2) Men's Changing Dry Vanity Millwork WD-105 with counter & apron ST-122.1 | 5/ID-5.61 2/ID-6.62.0 1,2/ID-6.69.3 |  |  |  |  | i |  | i |  | i |  |  |  | ?
| Casing WD-105 | 5,6,7/ID-5.61 2/ID-7.04, 6/ID-7.04 |  |  |  |  | i |  | ? |  | i |  |  |  | ?
| Portal WD-105 | 5,6/ID-5.61 2/ID-7.04 |  |  |  |  | i |  | ? |  | i |  |  |  | ?
| Vanity WD-105, countertop & apron ST-122.1 | 7/ID-5.61 1/ID-6.62.0 1,2/ID-6.69.2 |  |  |  |  | i |  | i |  | i |  |  |  | ?
| Pilasters ST-122.1 | 7/ID-5.61 1/ID-6.62.0 1,2/ID-6.69.2 |  |  |  |  | x | See Tile | ? |  | x |  |  |  | ?
RFI | Vanity return walls WD-105??? | 3/ID-5.61 4/ID-6.69.2 |  |  |  |  | i | WD-105 | ? |  | i |  |  |  | ?
| Vanity backsplash ST-122.1 and vanity niche and shelves ST-122.2 | 7/ID-5.61 1/ID-6.62.0 2,4/ID-6.69.2 |  |  |  |  | x | See Tile | i |  | x |  |  |  | ?
W-108 Thermal Area
RFI | Millwork WD-105 and countertop & backsplash ST-116.1 w/ wood shelves, surround and backsplash | 1/ID-5.60, 2/ID-5.65 7/ID-6.62.0 1,2,3/ID-6.69.6 |  |  |  |  | i |  | i |  | i |  |  |  | i
| Casing WD-105 | 3/ID-5.65 |  |  |  |  | i |  | i |  | i |  |  |  | i
W-109 Hallway
| Casing WD-105 | 2,3,4,5,6/ID-5.60 4/ID-7.03, 2/ID-7.04 |  |  |  |  | i |  | ? |  | i |  |  |  | ?
| Portal WD-105 | 2,3,4,5/ID-5.60 2/ID-7.04 |  |  |  |  | i |  | ? |  | i |  |  |  | ?
| (2) Millwork ((1) double and (1) triple) WD-105 and countertop and apron ST-122.1 and shelves | 3/ID-5.60 5,6/ID-6.62.0 1,2,3/ID-6.69.5 |  |  |  |  | i |  | ? |  | i |  |  |  | i | ???
| Window wood frame Casing WD-105 | 5/ID-5.60 |  |  |  |  | i |  | ? |  | i |  |  |  | ?
| Ceiling Beams WD-109 | 2,3,4,5/ID-5.60 3/ID-6.20 |  |  |  |  | i |  | ? |  | i |  |  |  | i | ???
| W-110 Lockers | ID-5.60 |  |  |  |  | x |  | i |  | i | -120199.04
| WD-105 Portal/cladding, wood edge and cove | 1,2,3,4/ID-5.64 ID-6.65, 5/ID-6.08 |  |  |  |  | i |  | ? |  | i |  |  |  | i | ???
| W-111 Lockers | ID-5.60 |  |  |  |  | x |  | i |  | i | -110925.96
| WD-105 Portal/cladding, wood edge and cove | 1,2,3,4/ID-5.64 ID-6.65, 5/ID-6.08 |  |  |  |  | i |  | ? |  | i |  |  |  | i | ???
| W-112 Lockers | ID-5.60 |  |  |  |  | x |  | i |  | i | -97083.84
| WD-105 Portal/cladding, wood edge and cove | 1,2,3,4/ID-5.64 ID-6.65, 5/ID-6.08 |  |  |  |  | i |  | ? |  | i |  |  |  | i | ???
| W-114 Men's Restroom | ID-5.60, ID-5.63
| Casing WD-105 | 2,3,5,9,11/ID-5.63 |  |  |  |  | i |  | i |  | i |  |  |  | i
| Portal WD-105 | 2/ID-5.63 |  |  |  |  | i |  | ? |  | i |  |  |  | ?
| Urinal Screen MT-105 & G-106 | 1,3/ID-5.63 4,5,6/ID-6.69.1 |  |  |  |  | i |  | ? |  | i |  |  |  | ?
| (2) Headrest UPH-102 | 3/ID-5.63 |  |  |  |  | i |  | ? |  | i |  |  |  | ?
| W-114A Men's W/C | ID-5.60, ID-5.63
| Vanity and apron WD-105, countertop ST-112.1 | 10,13/ID-5.63 1/ID-6.69.1 3/ID-6.69.2 |  |  |  |  | i |  | i |  | i |  |  |  | i
| W-115 Barber | ID-5.60
| (2) Barber stations Millwork PT-106, countertop & backsplash ST-112.3, frame and adjustable shelving, wood surround | 5/ID-5.64 1,2,3,4/ID-6.70 |  |  |  |  | i |  | i |  | i |  |  |  | i | ???
| Void spaces in barber stations to be laminated with metal | 2/ID-6.70 |  |  |  |  | i |  | ? |  | i |  |  |  | ?
| Window wood frame at Barber Shop WD-105 w/ glass G-103 | 6/ID-5.64 |  |  |  |  | x | See Windows | ? |  | x |  |  |  | ?
| Window wood frame Casing WD-105 | 6/ID-5.64 |  |  |  |  | i |  | i |  | i |  |  |  | ?
| Barber credenza with countertop | 7/ID-5.64 5,6/ID-6.70 |  |  |  |  | i |  | ? |  | i |  |  |  | i | ???
| Casing PT-106 | 7/ID-5.64 |  |  |  |  | i |  | i |  | i |  |  |  | ?
| Base PT-106 | 5,6,7,8/ID5.64 |  |  |  |  | i |  | ? |  | i |  |  |  | ?
W-116 Men's Bar Lounge
| Interior exposed columns and pilasters solid wood paneling WD-103 | ID-1.17, A2.22 5,7/ID-5.59 2/ID-6.20 A8.00, A8.01 |  |  |  |  | i |  | i |  | i |  |  |  | i
| Casing WD-109 | 1,5/ID-5.59 |  |  |  |  | i |  | i |  | i |  |  |  | ?
| Millwork WD-105 TV Unit with solid wood shelves | 6/ID-5.59, ID/6.61.4 |  |  |  |  | i |  | ? |  | i |  |  |  | ?
| Base PT-108 | ID-5.59, 2/ID-6.61.4 |  |  |  |  | i |  | i |  | i |  |  |  | ?
| Men's Comfort Station millwork & Shelves WD-105, Metal supports MT-105, with countertop & Backsplash ST-112.3 | 8/ID-5.59, ID-6.68.1 ID-6.68.2 |  |  |  |  | i |  | i |  | i |  |  |  | i | ???
| Men's Lounge Bar and backbar (all components) Lava stone countertop, AD countertop, flip top counter and door, all with metal support angle concealed under counter, bar die, foot rail and base with concealed metal angle supports, scupper drink rail MT-101 with cap, Glass holder G-105 and hanging shelf , metal tube supports MT-105 and metal plate at ceiling, fiddle and guard rail for bottles purse hooks | 8/ID-5.59 ID-6.61.1 ID-6.61.2 ID-6.61.3 |  |  |  |  | i |  | i |  | i |  |  |  | i | ???
| FRP at backside of bar | [5 empty] | x | See Drywall | ? |  | i | ??? |  |  | ?
| Men's Bar Lounge member stair/Entry wood slat WD-109 and components, Black powder coated steel plate | A7.14-A7.18 1,2/ID-5.59 |  |  |  |  | i |  | ? |  | i |  |  |  | i
| Men's Bar Lounge member stair/Entry wood handrail WD-109, brackets, and components | A7.14- A7.18 |  |  |  |  | i |  | ? |  | i |  |  |  | ?
| Men's Bar Lounge member stair/Entry stone stair and risers with reveal | A7.14-A7.18 |  |  |  |  | x | See Tile | ? |  | x | ??? |  |  | ?
RFI | Vertical Wood siding system WD on elevator walls? | 7/A8.04, 4/ID-5.59 7/ID-5.57 |  |  |  |  | i | WD-109 | ? |  | x | ??? |  |  | ?
| Cladding (Beams) WD-103, roller shade, transition details | ID-2.15 2,3,4/ID-6.08 |  |  |  |  | i |  | i |  | i |  |  |  | i
| Ceiling WD-101 acoustical planks | ID-2.15 |  |  |  |  | i |  | x |  | i |  |  |  | ?
W-118 Women's Bar Lounge
| Interior exposed columns and pilasters solid wood paneling WD-103 | ID-1.17, A2.22 5,7/ID-5.67 2/ID-6.20 A8.00, A8.01 |  |  |  |  | i |  | i |  | i |  |  |  | i
| Casing WD-109 | 1,8/ID-5.67 |  |  |  |  | i |  | i |  | i |  |  |  | ?
| Millwork WD-105 TV Unit with solid wood shelves | 8/ID-5.67, ID-6.63.4 |  |  |  |  | i |  | ? |  | i |  |  |  | ?
| Base PT-108 | ID-5.67, 2/ID-6.63.4 |  |  |  |  | i |  | i |  | i |  |  |  | ?
| Women's Comfort Station millwork & Shelves WD-105, Metal supports MT-105, with countertop & Backsplash ST-112.3 | 6/ID-5.67, ID-6.68.1 ID-6.68.2 |  |  |  |  | i |  | i |  | i |  |  |  | i | ???
| Women's Lounge Bar and backbar (all components) Lava stone countertop, AD countertop, flip top counter and door, all with metal support angle concealed under counter, bar die, foot rail and base with concealed metal angle supports, scupper drink rail MT-101 with cap, Glass holder G-105 and hanging shelf , metal tube supports MT-105 and metal plate at ceiling, fiddle and guard rail for bottles purse hooks | 6/ID-5.67 ID-6.63.1 ID-6.63.2 ID-6.63.3 |  |  |  |  | i |  | i |  | i |  |  |  | i | ???
| FRP at backside of bar | [5 empty] | x | See Drywall | ? |  | i | ??? |  |  | ?
| Women's Bar Lounge member stair/Entry wood slat WD-109 and components, Black powder coated steel plate | A7.14-A7-18 1,4/ID-5.67 |  |  |  |  | i |  | ? |  | i |  |  |  | i
| Women's Bar Lounge member stair/Entry wood handrail WD-109, brackets, and components | A7.14-A7-18 |  |  |  |  | i |  | ? |  | i |  |  |  | ?
| Women's Bar Lounge member stair/Entry stone stair and risers with reveal | A7.14-A7-18 |  |  |  |  | x | See Tile | ? |  | x | ??? |  |  | ?
RFI | Vertical Wood siding system WD on elevator walls? | 7/A8.04, 2/ID-5.67 7/ID-5.57 |  |  |  |  | i | WD-109 | ? |  | x | ??? |  |  | ?
| Cladding (Beams) WD-103, roller shade, transition details | ID-2.15 2,3,4/ID-6.08 |  |  |  |  | i |  | i |  | i |  |  |  | i
| Ceiling WD-101 acoustical planks | ID-2.15 |  |  |  |  | i |  | x |  | i |  |  |  | ?
| W-119 Salon BOH | ID-5.66
| Millwork PL-103, countertops & backsplash SS-101 and shelving | 8,9,10,11/ID-5.66 5,6,7/ID-6.71.2 ID-6.71.3 |  |  |  |  | i |  | i |  | i |  |  |  | i | ???
| Casing WD-109 | 11/ID-5.66 |  |  |  |  | i |  | ? |  | i |  |  |  | ?
| W-120 Salon | ID-5.66
| Wash Station Millwork WD-109, countertops & backsplash ST-113.2 and shelving | 3/ID-5.66 1,2,3,4,9/ID-6.71.1 |  |  |  |  | i |  | ? |  | i |  |  |  | ?
| (2) Wash stations, (2) chairs, (2) hairdresser chairs | ID-5.66 |  |  |  |  | x | Exclude | ? |  | ? |  |  |  | x
| Styling Station Millwork WD-109, countertops ST-113.2 and shelving | 3/ID-5.66 5,6,7,8,9/ID-6.71.1 |  |  |  |  | i |  | ? |  | i |  |  |  | ?
| Lintel MT-101 above opening | 3/ID5.66 |  |  |  |  | i |  | ? |  | i |  |  |  | x | ???
| Display Station Millwork WD-109, countertops & backsplash ST-113.2 and shelving | 7/ID-5.66 1,2,3,4/ID-6.71.2 9/ID-6.71.1 |  |  |  |  | i |  | i |  | i |  |  |  | ?
RFI | Millwork/table??? | 1,7/ID5.66 |  |  |  |  | x |  | x |  | x |  |  |  | x
| Trim WD-109 | 2,3,5,6,7/ID5.66 |  |  |  |  | i |  | i |  | i |  |  |  | ?
RFI | Ceiling, faux rafter WD-109 | ID-2.15 |  |  |  |  | i |  | ? |  | x | ??? |  |  | ?
| W-123 ADA Changing Room | ID-5.68
| Casing | ID-5.68, 13/ID-5.71 6/ID-7.03 |  |  |  |  | i |  | i |  | i
| W-124 Vanity | ID-5.68
| T-Drop Millwork WD-105, countertop & apron ST-122.1, shelving and surround | 5/ID-5.69, 2/ID-6.64 1,2/ID-6.69.5 |  |  |  |  | i |  | i |  | i
| Casing WD-105 | 7/ID-5.69 |  |  |  |  | i |  | i |  | i
| Pilasters solid wood paneling WD-105 | 5,7/ID-5.69 |  |  |  |  | i |  | i |  | i
| Vanity WD-105, countertop ST-122.1 | 5/ID-5.69, 1/ID-6.64 1,2/ID-6.69.2 |  |  |  |  | i |  | i |  | i
| Stone pilasters ST-122.1 | 5/ID-5.69, 1/ID-6.64 2/ID-6.69.2 |  |  |  |  | x | See Tile | i | ? | x
| Vanity Backsplash ST-122.2 | 5/ID-5.69, 1/ID-6.64 1,2/ID-6.69.2 |  |  |  |  | x | See Tile | i | ? | x
| Swim-Spin & T-Drop Millwork WD-105, countertop & apron ST-122.1, shelving and surround | 5/ID-5.69, 1/ID-6.64 ID-6.69.7 |  |  |  |  | i |  | i |  | i
| Changing Dry Vanity Millwork WD-105, countertop, apron, backsplash & knee space ST-122.1, shelving, surround, niche, and wall finish below ST-122.1 | 7/ID-5.69, 4/ID-6.64 ID-6.69.3 |  |  |  |  | i |  | i |  | i
| W-125 Lockers | ID-5.68 |  |  |  |  | x |  | i | ? | i | -115576
| Portal, wood edge and cove WD-105 | ID-5.72, ID-6.65 5/ID-6.08 |  |  |  |  | i |  | i |  | i
| Stone base ST-105.2 | [5 empty] | x | See Tile | i | ? | x
| W-126 Lockers | ID-5.68 |  |  |  |  | x |  | i | ? | i | -120199.04
| Portal, wood edge and cove WD-105 | ID-5.72, ID-6.65 5/ID-6.08 |  |  |  |  | i |  | i |  | i
| Stone base ST-105.2 | [5 empty] | x | See Tile | i |  | x
| W-127 Hallway | ID-5.68 |  |  |  |  | x
| Casing WD-105 | 1,2,3,4/ID-5.69 |  |  |  |  | i |  | ? |  | i
| Pilasters solid wood paneling WD-105 | 1,2,3,4/ID-5.69 |  |  |  |  | i |  | ? |  | i
| T-Drop Millwork WD-105, countertop & apron ST-122.1 and shelves and surround | 3/ID-5.69, 2/ID-6.64 1,2/ID-6.69.5 |  |  |  |  | i |  | ? |  | i
| Beams WD-109 | 1,2,3,4/ID-5.69 |  |  |  |  | i |  | ? |  | i
| W-128 Changing Room | ID-5.68
| Casing WD-105 | ID-5.68, 5/ID-5.71 5/ID-7.03 |  |  |  |  | i |  | i |  | i
| W-129A W/C | ID-5.68
| Casing WD-105 | 13/ID-5.70 |  |  |  |  | i |  | i |  | i
| ADA W/C Vanity & apron WD-105, countertop ST-112.1 | 15/ID-5.70 1,3/ID-6.69.1 |  |  |  |  | i |  | i |  | i
| W-129B W/C | ID-5.68
| Casing WD-105 | 9/ID-5.70 |  |  |  |  | i |  | i |  | i
| W-129C W/C | ID-5.68
| Casing WD-105 | 9/ID-5.70 |  |  |  |  | i |  | i |  | i
| W-129D W/C | ID-5.68
| Casing WD-105 | 9/ID-5.70 |  |  |  |  | i |  | i |  | i
| W-131 Hallway | ID-5.68
| Casing WD-105 | 6/ID-5.70, 4/ID-7.03 |  |  |  |  | i |  | ? |  | i
| Beams WD-109 | 5,6,7/ID-5.70 |  |  |  |  | i |  | ? |  | i
| W-132 Thermal Area | ID-5.68
| Casing WD-105 | 1/ID-5.73, 4/ID-7.03 |  |  |  |  | i |  | ? |  | i
| T-Drop Millwork WD-105, Countertop, apron & Backsplash ST-116.1, shelves & surround | 2/ID-5.73, 5/ID-6.64 2,3/ID-6.69.6 |  |  |  |  | i |  | i |  | i
| W-135 Men's Pool WC | ID-5.74
| Headrest UPH-102 | 4/ID-5.74, 1/ID-6.80 |  |  |  |  | i |  | i |  | i
| Casing WD-109 | 4/ID-5.74 |  |  |  |  | i |  | i |  | i
| Swin-Spin & T-Drop Millwork WD-109, Countertop & apron ST-105.1, shelves and surround | 6,8,9/ID-5.74 1/ID-6.72.1 ID-6.72.2 |  |  |  |  | i |  | i |  | i
| Vanity Millwork WD-109, Countertop & apron ST-105.1 | 5,6,7/ID-5.74 1/ID-6.72.1 ID-6.72.3 |  |  |  |  | i |  | i |  | i
| Vanity Backsplash ST-105.1 | 5,6,7/ID-5.74 1/ID-6.72.1 ID-6.72.3 |  |  |  |  | x | See Tile | i | ? | x
| (2) Stone Niches ST-105.2 | 5,7/ID-5.74 2/ID-6.72.3 4/ID-6.69.2 |  |  |  |  | x | See Tile | i | ? | x
RFI | (2) Niche Shelves WD-109 or Stone??? | 5,7/ID-5.74 2/ID-6.72.3 4/ID-6.69.2 |  |  |  |  | i | WD-109 | i | ? | i | Wood
| T-Drop Millwork WD-109, Countertop ST-105.1, shelves and surround | 2,3,6/ID-5.74 1/ID-6.72.1 4/ID-6.72.2 |  |  |  |  | i |  | i |  | i
| W-135B ADA WC | ID-5.74
| ADA Vanity WD-109, w/ countertop ST-105.1 | 5,8/ID-5.75 1,3/ID-6.69.1 |  |  |  |  | i |  | i |  | i
| Casing WD-109 | 7/ID-5.75 |  |  |  |  | i |  |  |  | i
| W-136 JC | ID-5.74
| Casing WD-109 | 14/ID-5.75 |  |  |  |  | i |  | ? |  | i
| W-137 Women's Pool WC | ID-5.74
| Casing WD-109 | 6/ID-5.76 |  |  |  |  | i |  | i |  | i
| Swin-Spin & T-Drop Millwork WD-109, Countertop ST-105.1, shelves and surround | 4,8,9/ID-5.76 1/ID-6.72.1 ID-6.72.2 |  |  |  |  | i |  | i |  | i
| Vanity Millwork WD-109, Countertop ST-105.1 | 4,5,7/ID-5.76 1/ID-6.72.1 ID-6.72.3 |  |  |  |  | i |  | i |  | i
| Vanity Backsplash ST-105.1 | 4,5,7/ID-5.76 1/ID-6.72.1 ID-6.72.3 |  |  |  |  | x | See Tile | i | ? | x
| (2) Stone Niches ST-105.2 | 4,5,7/ID-5.76 1/ID-6.72.1 ID-6.72.3 4/ID-6.69.2 |  |  |  |  | x | See Tile | i | ? | x
RFI | (2) Niche Shelves WD-109 or Stone??? | 4,5,7/ID-5.76 1/ID-6.72.1 ID-6.72.3 4/ID-6.69.2 |  |  |  |  | i | WD-109 | i | ? | i | Wood
| T-Drop Millwork WD-109, Countertop ST-105.1, shelves and surround | 2,3,4/ID-5.76 1/ID-6.72.1 4/ID-6.72.2 |  |  |  |  | i |  | i |  | i
| W-137B ADA WC | ID-5.74
| ADA Vanity WD-109, w/ countertop ST-105.1 | 3,4/ID-5.77 1,3/ID-6.69.1 |  |  |  |  | i |  | i |  | i
| Casing WD-109 | 1/ID-5.77 |  |  |  |  | i |  | i |  | i
| W-137C WC | ID-5.74
| Casing WD-109 | 5/ID-5.77 |  |  |  |  | i |  | i |  | i
| W-137D WC | ID-5.74
| Casing WD-109 | 5/ID-5.77 |  |  |  |  | i |  | i |  | i
| Level 02 | ID-1.18
| W-200 Reception | ID-5.78
| Base PT-108 | 2,4/ID-5.79 |  |  |  |  | i |  | i |  | i
| Ceiling WD-113 including stairs to wet/locker areas men's and women's | ID-2.16 |  |  |  |  | i |  | ? |  | i
| Spa reception drapery detail acoustic wood cladding planks | 9/ID-6.08 |  |  |  |  | i |  | ? |  | i
| Ceiling WD-113 Acoustical | [5 empty] | i |  | ? |  | i
| W-201 Hallway | ID-5.78
| Possible millwork presence in vestibule areas of all rooms of hallway 201 Millwork that have no elevations and no sections are excluded UNO. | ID-5.78 |  |  |  |  | x | Exclude |  |  | x
| Wall panel WD-109 (next to glass door on reception side) | ID-5.78 5,6/ID-5.79 |  |  |  |  | i |  |  |  | i
| Base PT-108 | 5,6/ID-5.79 |  |  |  |  | i |  | ? |  | i
| Wall slats WD-109 with wrap around corners | 1,2,3,4/ID-5.80 ID-6.21 |  |  |  |  | i |  | ? |  | i
| Casing WD-109 | 3,5,6/ID-5.80 8,10/ID-7.03 |  |  |  |  | i |  | i |  | i
| Ceiling Beams WD-109 | 5,6/ID-5.79 ID-5.80, ID-6.21 |  |  |  |  | i |  | i |  | i
RFI | Ceiling wood WD-? (at exterior entrances of neuro, treatment, hammam, and IR sauna rooms) | ID-2.16 |  |  |  |  | i | WD-109 | ? |  | i | WD-109
| W-202 W/C | ID-5.78
| ADA Vanity WD-109 and countertop ST-105.1 | 2,5/ID-5.83 1,3/ID-6.69.1 |  |  |  |  | i |  | i |  | i
| Casing WD-109 | 3/ID--5.83 |  |  |  |  | i |  | i |  | i
| W-204 Neuro Acoustic | ID-5.78
| Millwork Unit and shelves PL-101 w/ countertop and backsplash SS-102 | 1,2,4/ID-5.81 1/ID-6.73.2 ID-6.73.3 |  |  |  |  | i |  | i |  | i
| Casing WD-109 | 1/ID-5.81, 8/ID-7.03 |  |  |  |  | i |  | i |  | i
| Base WD-109 | 1,2,3,4/ID-5.81 |  |  |  |  | i |  | i |  | i
| W-205 Facial Treatment Room | ID-5.78
| Base WD-109 | 5,6,7,8/ID-5.81 |  |  |  |  | i |  | i |  | i
| Millwork Unit and shelves WD-105 w/ countertop & backsplash SS-102nd wall S-120.2 | 6,7,8/ID-5.81 2/ID-6.73.2 ID-6.73.3 |  |  |  |  | i |  | i |  | i
| Casing WD-109 | 7/ID-5.81, 8/ID-7.03 |  |  |  |  | i |  | i |  | i
| Ceiling beams WD-109 | 5,6,7,8/ID-5.81 8/ID-6.08 |  |  |  |  | i |  | i |  | i
| W-206 Treatment | ID-5.78
| Base WD-109 | 5,6,7,8/ID-5.81 |  |  |  |  | i |  | i |  | i
| Millwork Unit and shelves WD-105 w/ countertop & backsplash SS-102nd wall S-120.2 | 6,7,8/ID-5.81 2/ID-6.73.2 ID-6.73.3 |  |  |  |  | i |  | i |  | i
| Casing WD-109 | 7/ID-5.81, 8/ID-7.03 |  |  |  |  | i |  | i |  | i
| Ceiling beams WD-109 | 5,6,7,8/ID-5.81 8/ID-6.08 |  |  |  |  | i |  | i |  | i
| W-207 Treatment | ID-5.78
| Base WD-109 | 5,6,7,8/ID-5.81 |  |  |  |  | i |  | i |  | i
| Millwork Unit and shelves WD-105 w/ countertop & backsplash SS-102nd wall S-120.2 | 6,7,8/ID-5.81 2/ID-6.73.2 ID-6.73.3 |  |  |  |  | i |  | i |  | i
| Casing WD-109 | 7/ID-5.81, 8/ID-7.03 |  |  |  |  | i |  | i |  | i
| Ceiling beams WD-109 | 5,6,7,8/ID-5.81 8/ID-6.08 |  |  |  |  | i |  | i |  | i
| W-209 Hammam Vestibule | ID-5.78
| Base WD-109 | 9,10,11,12/ID-5.81 |  |  |  |  | i |  | i |  | i
| Casing WD-109 | 9/ID-5.81 8/ID-7.03 |  |  |  |  | i |  | i |  | i
| Casing & Portal Stone ST-119.2 | 10/ID-5.81 |  |  |  |  | x | See Tile | i | ? | x
| Millwork Unit, shelves and surround WD-109 w/ countertop, apron and Backsplash ST-119.2 | 10,11,12/ID-5.81 3/ID-6.73.2 ID-6.73.4 |  |  |  |  | i |  | i |  | i
| W-210 IR Sauna Vestibule | ID-5.78
| Base PT-107 | 5,6,7,8/ID-5.82 |  |  |  |  | i |  | i |  | i
| Casing PT-107 | 7/ID-5.82, 8/ID-7.03 |  |  |  |  | i |  | i |  | i
| Casing & Portal Stone ST-119.2 | 12/ID-5.82 |  |  |  |  | x | See Tile | i | ? | x
| Millwork Unit, shelves and surround WD-109 w/ countertop, apron and Backsplash ST-108.2 | 5,6,7/ID-5.82 4/ID-6.73.2 1,2,3/ID-6.73.4 |  |  |  |  | i |  | i |  | i
| W-211 IR Sauna | ID-5.78
| Base WD-109 | 9,10,11,12/ID-5.82 |  |  |  |  | i |  | ? |  | i
| Platform WD-109 | 9,10,11,12/ID-5.82 |  |  |  |  | x |  | ? |  | i
| W-212 Snow | ID-5.78
| Base PT-101 | 13,17/ID-5.82 |  |  |  |  | i |  | ? |  | i
| W-214 Hallway | ID-5.84
| Base WD-109 | ID-5.85, ID-5.86 |  |  |  |  | i |  | ? |  | i
| Casing WD-109 | 3,4,5,6/ID-5.85 1,2,6/ID-5.86 8,10/ID-7.03 |  |  |  |  | i |  | ? |  | i
| W-215 Chiropractor & Acupuncture Room | ID-5.84
| Base WD-109 | 7,8,9,10/ID-5.86 |  |  |  |  | i |  | i |  | i
RFI | Millwork Unit, shelves and surround PL-103 w/ countertop, apron, & backsplash SS-102 | 8,9/ID-5.86 |  |  |  |  | i |  | i | ? | i
| Casing WD-109 | 10/ID-5.86 |  |  |  |  | i |  | i |  | i
| W-216 IV Consult | ID-5.84
| Base WD-109 | 5,6,7,8/ID-5.87 |  |  |  |  | i |  | i |  | i
| Casing WD-109 | 8/ID-5.87 |  |  |  |  | i |  | i |  | i
| Millwork Unit and shelves PL-101 w/ countertop SS-102 | 5,6,7/ID-5.87 1/ID-6.74 1,2/ID-6.75.2 |  |  |  |  | i |  | i |  | i
| W-217 IV Prep | ID-5.84
| Base WD-109 | 9,10,11,12/ID-5.87 |  |  |  |  | i |  | i |  | i
| Casing WD-109 | 12/ID-5.87 |  |  |  |  | i |  | i |  | i
| Millwork Unit and shelves PL-103 w/ countertop SS-102 | 9,10,11,12/ID-5.87 2,3/ID-6.74 3,4,5/ID-6.75.2 |  |  |  |  | i |  | i |  | i
| W-218 IV Lounge | ID-5.84
| Interior exposed columns and pilasters solid wood paneling WD-103 | ID-1.18, ID-5.84 3,4/ID-5.87 A8.00, A8.01 |  |  |  |  | i |  | ? |  | i
| Planter WD-109 | 1,2,4/ID-5.87 4,5,6/ID-6.74 |  |  |  |  | i |  | i |  | i
| Screens WD-109 | 1,2,4/ID-5.87 7,8,9,10/ID-6.74 |  |  |  |  | i |  | i |  | i
| Casing WD-109 | 2/ID-5.87 |  |  |  |  | i |  | i |  | i
| Beams WD-109 | 1,2,3,4/ID-5.87 6/ID-6.08 |  |  |  |  | i |  | i |  | i
| W-219 Medical Aesthetic Treatment | ID-5.84
| Base WD-109 | 13,14,16/ID-5.88 |  |  |  |  | i |  | i |  | i
| Casing WD-109 | 14/ID-5.88 |  |  |  |  | i |  | i |  | i
| Millwork Unit and shelves PL-102 w/ countertop & Backsplash SS-102 | 14,15,16/ID-5.88 2/ID-6.75.1 1,2,4/ID6.75.3 |  |  |  |  | i |  | i |  | i
| W-220 Hyperbaric Oxygen Room | ID-5.84
| Base WD-109 | 5,6,7,8/ID-5.88 |  |  |  |  | i |  | ? |  | i
| Casing WD-109 | 5,6,8/ID-5.88 |  |  |  |  | i |  | ? |  | i
| W-221 Clinician/Attendant | ID-5.84
| Base WD-109 | 9,10,11,12/ID-5.88 |  |  |  |  | i |  | ? |  | i
| Casing WD-109 | 11/ID-5.88 |  |  |  |  | i |  | ? |  | i
| W-223 Cryotherapy Room | ID-5.84
| Base WD-109 | 1,2,3,4/ID-5.88 |  |  |  |  | i |  | i |  | i
| Casing WD-109 | 1,3/ID-5.88 |  |  |  |  | i |  | i |  | i
| Millwork Unit PL-101 w/ countertop & Backsplash SS-102 | 1,2,3/ID-5.88 1/ID-6.75.1 1,2,3/ID-6.75.3 |  |  |  |  | i |  | i |  | i
| W-224 Red Light Therapy | ID-5.84
| Base WD-109 | 1,2,3,4/ID-5.89 |  |  |  |  | i |  | i |  | i
| Casing WD-109 | 1/ID-5.89 |  |  |  |  | i |  | i |  | i
| Millwork Unit PL-101 w/ countertop & Backsplash SS-102 | 2,3,4/ID-5.89 3/ID-6.75.1 1,2,4/ID-6.75.3 |  |  |  |  | i |  | i |  | i
| W-225 BOH Staff Restroom | ID-5.84
RFI | Vanity (PLAM-4) and counters (ST-4) | ID-5.68 ID-5.44 |  |  |  |  | i |  | ? |  | i
| W-229 Exam | ID-5.84
| Base WD-109 | 5,6,7,8/ID-5.89 |  |  |  |  | i |  | i |  | i
| Casing WD-109 | 5,6/ID-5.89 |  |  |  |  | i |  | i |  | i
| Millwork Unit PL-101 w/ countertop & Backsplash SS-102 | 5,7,8/ID-5.89 4/ID-6.75.1 1,2,4/ID-6.75.3 |  |  |  |  | i |  | i |  | i
| W-230 Consultation | ID-5.84
| Base WD-109 | 9,10,11,12/ID-5.89 |  |  |  |  | i |  | ? |  | i
| Casing WD-109 | 10,11/ID-5.89 |  |  |  |  | i |  | ? |  | i
| W-231 Lab | ID-5.84
| Base WD-109 | 1,2,3,4/ID-5.90 |  |  |  |  | i |  | i |  | i
| Casing WD-109 | 3/ID-5.90 |  |  |  |  | i |  | i |  | i
| Millwork Unit PL-102 w/ countertop & Backsplash SS-102 | 1,2,3/ID-5.90 ID-6.76.1 ID-6.76.2 |  |  |  |  | i |  | i |  | i
| W-232 W/C | ID-5.84
| ADA Vanity WD-109 and counters ST-105.1 | 5,6/ID-5.90 2,3/ID-6.69.1 |  |  |  |  | i |  | i |  | i
| Casing WD-109 | 5/ID--5.90 |  |  |  |  | i |  | i |  | i
| Dining | [6 empty] | 2548754 |  | 2822138 |  | 2998119.81
Level 00
| D-001 Kid's space | ID-1.11
| Millwork Media console (MT-103), and kids shelving WD-107 with all components | 1/ID-5.01 4,5,6,7/ID-6.30 |  |  |  |  | i |  | i |  | i |  |  |  | ?
| WD-107 Millwork Comfort Station including fridge and freezer finish (MT-103), and shelving WD-107 with all components | 3/ID-5.01 4,5,6,7,8,9/ID-6.30 |  |  |  |  | i |  | i |  | i |  |  |  | ?
| CR-101 Cork Wall finish | 1,2,3,4,5,6/ID-5.01 |  |  |  |  | x | See WC | i | ? | x |  |  |  | i | ???
| WD-106 Arch Fin w/metal angles and plywood rails, base, trim, casing | 1,2,3,4,5,6/ID-5.01 ID-6.16 |  |  |  |  | i |  | i |  | i |  |  |  | i | Fins?
| Ceiling WD-106 Laser cut birch plywood | ID-2.11 |  |  |  |  | i |  | i |  | i |  |  |  | i
| Ceiling CR-101 Cork finish | ID-2.11 |  |  |  |  | x | See WC | i | ? | x |  |  |  | i | ???
| Casing WD-106 | 4,5,6/ID-5.01 |  |  |  |  | i |  | i |  | i |  |  |  | i
| D-001A Screening Room | ID-1.11
| MT-101 U-channel TV cork wall trim | 10/ID-5.01 5,7/ID-6.17 |  |  |  |  | x | See WC | ? |  | x |  |  |  | ?
| WD-106 base, trim, casing | 7,8,9,10/ID-5.01 ID-6.16 |  |  |  |  | i |  | i |  | i |  |  |  | i
| WD-107 Millwork and platform w/steps | 7,8,9/ID-5.01 1/ID-6.04, 2/ID-6.16 |  |  |  |  | i |  | i |  | i |  |  |  | ?
| WD-107 millwork cabinet w/powder coat metal finish MT-103 | 10/ID-5.01 5/ID-6.17 1,2,3/ID-6.31 |  |  |  |  | i |  | i |  | i |  |  |  | ?
| UPH-106 Acoustical wall panel | 10/ID-5.01 |  |  |  |  | x | See AWC | ? |  | x
| Wall CR-101 Cork finish | [5 empty] | x | See WC | i | ? | x |  |  |  | i | ???
| Ceiling CR-101 Cork finish | ID-2.11 |  |  |  |  | x | See WC | ? |  | x |  |  |  | i | ???
Exclude | D-002 Storage Shelving | ID-3.11B |  |  |  |  | x |  | x |  | x
| D-004 Men's W/C | ID-1.11, ID-5.03
| Casing | 2,3,9/ID-5.03 6,7/ID-7.02 |  |  |  |  | i |  | i |  | i |  |  |  | i
| WD-107 Wall/Ceiling Trim | ID-5.03 |  |  |  |  | i |  | i |  | i |  |  |  | i
| CR-102 Cork Wall Finish | 6,11/ID-5.03 |  |  |  |  | x | See WC | ? |  | x |  |  |  | ?
| UPH-102 Head rest | 7/ID-5.03 1/ID-6.80 |  |  |  |  | i |  | i |  | i |  |  |  | ?
| Vanity WD-107 & Countertop, apron, & Backsplash ST-107.1 | 6,7,8/ID-5.03 5,6,7/ID-6.31 |  |  |  |  | i |  | i |  | i |  |  |  | i
| D-004A Men's W/C | ID-1.11, ID-5.03
| Casing | 13/ID-5.03 6/ID-7.02 |  |  |  |  | i |  | ? |  | i |  |  |  | ?
| WC Vanity WD-107 & Countertop ST-108.2 | 12,15/ID-5.03 5/ID-6.31 |  |  |  |  | i |  | ? |  | i |  |  |  | ?
| D-005 Women's W/C | ID-1.11, ID-5.03
| Casing | 2,5/ID-5.03 4/ID-5.04 |  |  |  |  | i |  | i |  | i |  |  |  | i
| WD-107 Wall Trim | ID-5.04 |  |  |  |  | i |  | i |  | i |  |  |  | i
| CR-102 Cork Wall Finish | 1,5/ID-5.04 |  |  |  |  | x | See WC | ? |  | x
| Vanity WD-107 & Countertop, apron, & Backsplash ST-107.1 | 1,2,6/ID-5.04 5,6,7/ID-6.31 |  |  |  |  | i |  | i |  | i |  |  |  | i
| Dry Vanity WD-107 & Counter & Backsplash ST-107.1 | 5,6/ID-5.04 8,9,10/ID-6.31 |  |  |  |  | i |  | i |  | i |  |  |  | ?
| D-005A Women's W/C | ID-1.11, ID-5.03
| WC Vanity WD-107 & Counter & Backsplash ST-107.1 | 12,15/ID-5.03 5/ID-6.31 |  |  |  |  | i |  | ? |  | i |  |  |  | ?
| Casing | 13/ID-5.04 6/ID7.02 |  |  |  |  | i |  | ? |  | i |  |  |  | ?
| D-005B Women's W/C | ID-1.11, ID-5.03
| Casing | 10/ID-5.04 6/ID-7.02 |  |  |  |  | i |  | ? |  | i |  |  |  | ?
| D-006 Kid's Space Corridor | ID-1.11
| Elevator metal cladding corridor side | ID-1.11, 1/ID-5.02 |  |  |  |  | x | See Elevator | ? |  | x |  |  |  | x | See hank
| WD-109 Casing | 5/ID-5.01 1,3,4/ID-5.02 |  |  |  |  | i |  | ? |  | i |  |  |  | i
| CR-102 Cork Wall Finish | 5/ID-5.01 |  |  |  |  | x | See WC | ? |  | x |  |  |  | x | See Claudia
| D-007 Liquor Storage/ Vestibule | ID-1.11
| WD-109 millwork shelving | 5,7,8/ID-5.02 4,5/ID-6.34 9/ID-7.01 11/ID-7.04 |  |  |  |  | i |  | i |  | i |  |  |  | ?
| WD-109 Casing | ID-1.11, 6,8/ID-5.02 9/ID-7.01, 11/ID-7.04 |  |  |  |  | i |  | ? |  | i |  |  |  | ?
| PT-107 Base | 5,6,7,8/ID-5.02 |  |  |  |  | i |  | ? |  | i |  |  |  | ?
| D-008 Speakeasy | ID-1.11
| Vitrines UPH-104, MT-104, WD-104, G-101 | 9/ID-5.02 1,2,3/ID-6.34 |  |  |  |  | i |  | i |  | i |  |  |  | ?
| Banquette framing | 9,11,12/ID-5.02 |  |  |  |  | x |  | x |  | i |  |  |  | ?
| Banquette Wall surround UPH-101 | 9,11,12/ID-5.02 2/ID-6.17 |  |  |  |  | i |  | i | ? | x | ??? |  |  | i | ???
| Banquettes | [5 empty] | x |  | x |  | i |  |  |  | ?
| bar, back bar and components (Bar die WD-104 and stone countertops ST-106.3, glass shelves GL-101(with posts and frameMT-104), back panels G-105, bott panels UPH-104, door insert G-101, trim WD-104, foot rail DH-107and brackets DH-108, purse hooks DH-109, brass scupper drink rail with cap, grommets, countertop nosing, wood paneling WD-104, metal quarter round trim, FRP on bartender side, non-porous cove base, bottle riser with fiddle rail) | 9,10,11/ID-5.02 ID-6.32 4/ID-6.36 |  |  |  |  | i | no cove base | i | UPH-101? | i | no cove base |  |  | i | ???
| FRP at backside of bar | [5 empty] | x | See Drywall | ? |  | i | ??? |  |  | ?
| WD-104 Solid wood jamb, casing, trim | 9,10,11/ID-5.02 2,8/ID-7.01 5/ID-7.02, 4/ID-7.04 |  |  |  |  | i |  | i |  | i |  |  |  | ?
| Wine locker and components G-105 & UPH-104 (wood rails WD-104, glass door insert G-101, card frame DH-110, locks & escutcheons DH-111, wood and metal trim) | ID-6.33 |  |  |  |  | i |  | i |  | i |  |  |  | i | ???
| WD-104 trim, casing, base, Wall paneling, cove (including ribs), drapery pocket, crown, & ceiling paneling and details | ID-2.11 9,10,11,12/ID-5.02 1,2,3/ID-6.05 |  |  |  |  | i |  | i |  | i |  |  |  | i
| Ceiling panel UPH-101 | ID-2.11 1,2/ID-6.05 1/ID-6.17 |  |  |  |  | i |  | ? |  | x |  |  |  | i | ???
Exclude | D-011 Conditioned Garbage Shelving or tables??? | ID-3.11A |  |  |  |  | x |  | x |  | x
RFI | D-016 Mechanical Shelving??? | ID-3.11A |  |  |  |  | x |  | x |  | x
| Level 01 | ID-1.12
| D-100 Entry Bar | 1,2,3,4/ID-5.05 ID-6.35
| Interior exposed columns solid wood paneling | A2.20 A8.00, A8.01 1,2,3/ID-5.05 |  |  |  |  | i |  | ? |  | i |  |  |  | i | ???
| Entry bar and backbar with all component (Bottle risers MT-101 & G-106, bar dye WD-103 and trim MT-101, countertops ST-105.1, purse hooks DH-106, glass guard rail, FRP at bartender side of bar and non-porous cove base, scupper drink rail and cap, wood paneling, metal recessed base, metal trim, stone countertop exterior drink rail, stone flip-top and double access door solid wood, metal cladding return at bar dye, SS outrigger metal support for bartender counter) | 2,4/ID-5.05 ID-6.35 ID-6.36 |  |  |  |  | i | no cove base | i |  | i | no cove base |  |  | i | ???
| FRP at backside of bar | [5 empty] | x | See Drywall | ? |  | i | ??? |  |  | ?
| Floating Hearth at fireplace framing and stone ST-101.3 | A4.30 3/ID-5.05 |  |  |  |  | x | See Stone Clad | i |  | x |  |  |  | x
| D-101 Wine room | ID-5.08, ID-6.42
| Shelving outriggers MT-101, Display shelves WD-103, millwork WD-103, waterfall counter & backsplash ST102.1 | 1,2,3,4/ID-5.09 ID-6.42 |  |  |  |  | i |  | i |  | i |  |  |  | i
| Wall ST-102.2 | 1,4/ID-5.09, ID-6.42 |  |  |  |  | i |  | i |  | i |  |  |  | i
| Fascia WD-113 | 2,3/ID-5.09, ID-6.42 |  |  |  |  | i |  | ? |  | i |  |  |  | i
| D-102 Dining Room | ID-1.12
| Ramp wall and sunken floor wall millwork WD-103 w/wood rail cap | 2,4/ID-5.05 1,4,5,6/ID-5.06 1/ID-6.37 |  |  |  |  | i |  | i |  | i |  |  |  | i
| Ramp Handrail MT-101 | 1,2/ID-5.06 |  |  |  |  | x | 10200 | i |  | i | {10200} |  |  | ?
| Interior exposed columns solid wood paneling | A2.20 A8.00, A8.01 2,4,6/ID-5.06 |  |  |  |  | i |  | ? |  | i |  |  |  | i
| Banquettes surround (Screen, wood paneling, framing and blocking, platform, steps) | 3/ID-5.06 ID-6.38 2/ID-6.04 |  |  |  |  | i |  | i |  | i |  |  |  | ?
| Banquettes | [5 empty] | x |  | x |  | i |  |  |  | ?
| framing platform and dividers | [5 empty] | i |  | ? |  | i |  |  |  | ?
| Dining room screen wall at sunken floor wall with shelves with wood rail cap | ID-6.37 |  |  |  |  | i |  | i |  | i |  |  |  | ?
| Bulkhead, beam reveal, & wall millwork WD-113 | 1,3/ID-5.06 1,2,3/ID-6.06 |  |  |  |  | i |  | i |  | i |  |  |  | i
| Wood base WD-102 | 1,3/ID-5.06 |  |  |  |  | i |  | i |  | i |  |  |  | i
| Pilaster solid wood radiused edge | ID-1.12 1/ID-6.18 |  |  |  |  | i |  | i |  | i |  |  |  | ?
| Dining room fascia and stairs | 1,3/ID5.06 3/ID-5.07 4/ID-6.04 |  |  |  |  | i |  | i | ?stairs | i |  |  |  | ?
| Beam reveals, bulkhead & cove details | ID-2.12 1,2/ID-6.06 |  |  |  |  | i |  | i |  | i |  |  |  | ?
| Ceiling WD-101 ceiling Acoustical | ID-2.12 |  |  |  |  | i |  | x |  | i |  |  |  | ?
| D-103 Omakase | ID-1.12
| Omakase Bar and backbar and components (Stone countertop and dinning counter ST-102.1, double acting door, bar dye ST-105.1, purse hooks, glass shelves G-107 and metal outrigger supports MT-101, FRP clad and non-porous cove base on bartender side) | 1/ID-5.06 ID-6.39 ID-6.40 |  |  |  |  | i | no cove base | i |  | i | no cove base |  |  | i | ???
| FRP at backside of bar | [5 empty] | x | See Drywall | ? |  | i | ??? |  |  | ?
| (2) Split face sliding door & jamb | ID-1.12, 8/ID-7.02 |  |  |  |  | x | 14726 | i |  | i | no jamb |  |  | ?
| Beam reveals, bulkhead & cove details | ID-2.12, 1,2/ID-6.06 |  |  |  |  | i |  | i |  | i |  |  |  | ?
| Ceiling WD-101 ceiling Acoustical | ID-2.12 |  |  |  |  | i |  | x |  | i
| D-104 Private dinning | ID-1.12
| Wall trim WD-103 | 3/ID-6.18 5,6,7/ID-5.07 |  |  |  |  | i |  | i |  | i |  |  |  | ?
| Base WD-102 | 5,6,7,8/ID-5.07 |  |  |  |  | i |  | ? |  | i |  |  |  | i
| PDR Cove | 5,6,7,8/ID-5.07 3/ID-6.06 |  |  |  |  | i |  | ? |  | i |  |  |  | ?
| PDR millwork WD-103 with countertop ST-102.1 | 5,6,8/ID-5.07 1,2,3/ID-6.41 |  |  |  |  | i |  | i |  | i |  |  |  | i | ???
| Beam reveals, bulkhead & cove details | ID-2.12 1,2,3/ID-6.06 |  |  |  |  | i |  | i |  | i |  |  |  | ?
| Ceiling WD-101 ceiling Acoustical | ID-2.12 |  |  |  |  | i |  | x |  | i
| D-106 Kitchen Vestibule | ID-1.12
| (2) Kitchen vestibule service station WD-103 and counters/2" backsplash SS-101, shelving WD-103 & MT-101, and wall cladding, wood casing and trim | 4,5,6/ID-6.41 1,2,9,10/ID-5.07 5/ID-7.04 |  |  |  |  | i |  | i |  | i |  |  |  | i
| D-108 FOH Hallway | ID-1.12, ID-5.08
| Casing WD-109 | 2,4/ID-5.08 |  |  |  |  | i |  | ? |  | i |  |  |  | ?
| D-109 Women's Restroom | ID-5.08
| Vanity PT-110 and countertop & backsplash ST104.1 | 1,2,4/ID-5.10 1/ID-6.43 |  |  |  |  | i |  | i |  | i |  |  |  | i | ???
| Casing PT-110 | 3,4/ID-5.10 1,2/ID-7.03 |  |  |  |  | i |  | i |  | i |  |  |  | i
| D-109A Women's ADA WC | ID-5.08
| WC Women's Vanity PT-110 and Countertop & Backsplash ST-104.1 | 10,11,12/ID-5.10 1/ID-6.43 |  |  |  |  | i |  | ? |  | i |  |  |  | ?
| D-110 Men's Restroom | ID-5.08
| Vanity PT-110 and countertop & backsplash ST104.1 | 6,7,8/ID-5.10 1/ID-6.43 |  |  |  |  | i |  | i |  | i |  |  |  | i | ???
| Head rest UPH-102 | 5/ID-5.10 1/ID-6.80 |  |  |  |  | i |  | i |  | i |  |  |  | i
| Casing PT-110 | 5,8/ID-5.10 1,2/ID-7.03 |  |  |  |  | i |  | i |  | i |  |  |  | i
| D-110 Men's ADA WC | ID-5.08
| WC Men's Vanity PT-110 and Countertop & Backsplash ST-104.1 | 10,11,12/ID-5.10 1/ID-6.43 |  |  |  |  | i |  | ? |  | i |  |  |  | i | ???
| Level 02 | ID-1.13, ID-3.13
| D-200 Sky Bar | ID-1.13
| Interior exposed columns solid wood paneling | 3/ID-5.11, A2.20 A8.00, A8.01 |  |  |  |  | i |  | ? |  | i |  |  |  | ?
| Base PT-110 | 1,2,3/ID-5.11 |  |  |  |  | i |  | i |  | i |  |  |  | ?
| Sky Bar and components (Bottle risers w/metal frame MT-101 and glass inserts G-106, ADA stone countertop, stone countertop ST-109.1, scupper drink rail w/ cap MT-101, purse hooks DH-106, stone flip-top double access door, metal back panel MT-101, glass shelves G-101, stone bar dye and plinth/foot rest ST-109.1, stone waterfall return, FRP at bartender side w/non-porous cove base, bartender Backbar & countertop w/metal outriggers) | 1,4/ID-5.11 ID-6.44 ID-6.45 4/ID-6.36 |  |  |  |  | i | no base cove | i |  | i | no base cove |  |  | i | ???
| FRP at backside of bar | [5 empty] | x | See Drywall | ? |  | i | ??? |  |  | ?
| Casing PT-110 | 3,5/ID-5.12 |  |  |  |  | i |  | i |  | i |  |  |  | i
| D-201 Hallway | ID-5.12
| Casing PT-110 | 2,3,4/ID5.13 |  |  |  |  | i |  | ? |  | i |  |  |  | ?
| Base PT-110 | 1,2,3,4/ID5.13 |  |  |  |  | i |  | ? |  | i |  |  |  | ?
| D-202 W/C | ID-5.12
| Casing PT-110 | 5,6/ID-5.13 |  |  |  |  | i |  | i |  | i |  |  |  | ?
| Vanity ST-110.1 and counter ST-110.1 | 7,8/ID-5.13 1/ID-6.46 |  |  |  |  | i |  | i |  | i |  |  |  | i
| Wainscott & Trim ST-110.1 | 5,6,7,8/ID-5.13 |  |  |  |  | x | See Tile | i |  | x |  |  |  | i | ???
| Walls & Ceiling WC-102 | 5,6,7,8/ID-5.13 ID-2.13 |  |  |  |  | x | See WC | x |  | x |  |  |  | x | ???
| D-203 W/C | ID-5.12
| Casing PT-110 | 10/ID-5.13 |  |  |  |  | i |  | i |  | i |  |  |  | ?
| Vanity ST-110.1 and counter ST-110.1 | 9,12/ID-5.13 1/ID-6.46 |  |  |  |  | i |  | i |  | i |  |  |  | i
| Wainscott & Trim ST-110.1 | 9,10,11,12/ID-5.13 |  |  |  |  | x | See Tile | i |  | x |  |  |  | i | ???
| Walls & Ceiling WC-102 | 9,10,11,12/ID-5.13 ID-2.13 |  |  |  |  | x | See WC | x |  | x |  |  |  | i | ???
| Fitness | ID-1.14, ID-3.14 | [5 empty] | 1105667 |  | 409310 |  | 1679277.2
| Level 00 | ID-3.14
RFI | F-009 Laundry Millwork Cab??? | ID-3.14B |  |  |  |  | x |  | x |  | x
| Level 01 | ID-1.14, ID-3.15
| F-100 Entry | ID-5.20
| Casing WD-109 | 1,2,3,4/ID-5.20 3/ID-7.03 |  |  |  |  | i |  | ? |  | i
| Ceiling WD-101 Acoustical | ID-2.14 |  |  |  |  | i |  | x |  | i
F-101 Prep/Storage
| Casing WD-109 | 1,2,3,4/ID-5.20 3/ID-7.03 |  |  |  |  | i |  | ? |  | i |  |  |  | ?
| F-102 Juice Bar | 2,3/ID-5.20 ID-6.50, ID/6.51
| Casing WD-109 | 2/ID-5.20, 3/ID-7.03 |  |  |  |  | i |  | ? |  | i |  |  |  | i
| Shelving WD-109 | 2/ID-5.20, ID-6.50 ID-6.51 |  |  |  |  | i |  | i |  | i |  |  |  | i
| Service station Millwork WD-109, Countertop & backsplash ST-105.1 and drink rail | 2/ID-5.20 1,2,3,4,5/ID-6.52 |  |  |  |  | i |  | ? |  | i |  |  |  | ?
| Juice bar and backbar with dye and countertop, shroud, & base ST-105.1 | 2,3/ID-5.20 ID-6.50 ID-6.51 |  |  |  |  | i | no cove base | i |  | i | no cove base |  |  | i | ???
| FRP at backside of bar | [5 empty] | x | See Drywall | ? |  | i | ??? |  |  | ?
| Juice bar banquette millwork, base and trim WD-109 | 4/ID-5.20 6,7,8/ID-6.52 |  |  |  |  | i |  | i |  | i |  |  |  | ?
| Banquettes UPH-105 & UPH-105.2 | [5 empty] | i |  | i |  | i |  |  |  | ?
| Banquette framing | [5 empty] | i |  | i |  | i |  |  |  | ?
| Planter at banquette w/ framing | [5 empty] | x | 2500 |  |  | ?
| Ceiling WD-101 Acoustical | ID-2.14 |  |  |  |  | i |  | x |  | i |  |  |  | ?
| F-103 Gym | ID-5.21
| Base & Portal WD-109 | ID-5.21 3,4/ID-5.24 |  |  |  |  | i |  | i |  | i |  |  |  | i
| Wood Paneling WD-109 | ID-5.21 1,3/ID-6.19 |  |  |  |  | i |  | i |  | i |  |  |  | i
| Shiplap WD-109 | ID-5.21 1,3/ID-6.19 |  |  |  |  | i |  | i |  | i |  |  |  | i
| Casing, Portal w/blocking WD-109 | 1,2,3,4/ID-5.21 6,7,8,9,10/ID-7.04 |  |  |  |  | i |  | ? |  | i |  |  |  | ?
| AV Control Panel Wood panel at the end | 1/ID-5.21 |  |  |  |  | i |  | ? |  | i |  |  |  | ?
| Ceiling trim Typ. WD-109 | 1,3/ID-5.21 |  |  |  |  | i |  | ? |  | i |  |  |  | ?
| Comfort Station Millwork WD-109, Counters ST-105.2, cold plate EQ-101, banquette & UPH-103, paneling WD-109, wood soffit WD-109 | 4/ID-5.21 ID-6.53 |  |  |  |  | i |  | i |  | i |  |  |  | ?
| Solid Wood Portal | 10/ID-7.04 |  |  |  |  | i |  | ? |  | i |  |  |  | ?
| Interior exposed columns solid wood paneling | 3/ID-5.21 A8.00, A8.01 |  |  |  |  | i |  | ? |  | i |  |  |  | ?
| Beams WD-109 | ID-2.14, ID-5.21 1,2/ID-6.07 |  |  |  |  | i |  | ? |  | i |  |  |  | i
| Ceiling WD-101 Acoustical | ID-2.14 |  |  |  |  | i |  | x |  | i |  |  |  | ?
| F-104 Movement | ID-5.22
| Base & Portal WD-109 | ID-5.22 |  |  |  |  | i |  | i |  | i |  |  |  | i | ???
| Casing WD-109 | 1/ID-5.22 10/ID-7.04 |  |  |  |  | i |  | ? |  | i |  |  |  | i
| Wood Paneling & Shiplap WD-109 | ID-5.22 1,2/ID6.19 |  |  |  |  | i |  | i |  | i |  |  |  | i
| Bracket MT-101 & Handrail WD-109 | 2/ID-5.22 2/ID-6.19 |  |  |  |  | i |  | i |  | i |  |  |  | i | ???
| Ceiling WD-101 Acoustical | ID-2.14 |  |  |  |  | i |  |  |  | i |  |  |  | ?
| F-105 Movement Storage | ID-1.14
| Casing WD-109 | 1/ID-5.22 10/ID-7.04 |  |  |  |  | i |  | ? |  | i |  |  |  | ?
| F-106 & F-107 Fitness Diagnostics | ID-5.23
| Base WD-109 | 1,2,3,4/ID-5.23 |  |  |  |  | i |  | ? |  | i |  |  |  | i
| Casing WD-109 | 2,3/ID-5.23 7/ID-7.04 |  |  |  |  | i |  | ? |  | i |  |  |  | i
Exclude | Ceiling | ID-2.14 |  |  |  |  | x |  | x |  | x |  |  |  | ?
| F-108 Consultation | ID-5.23
| Base WD-109 | 5,6,7,8/ID-5.23 |  |  |  |  | i |  | ? |  | i |  |  |  | i
| Casing WD-109 | 8/ID-5.23 |  |  |  |  | i |  | ? |  | i |  |  |  | i
Exclude | Ceiling | ID-2.14 |  |  |  |  | x |  | x |  | x |  |  |  | ?
| F-109 W/C | ID-5.24
| Casing WD-109 | 6/ID-5.24 8/ID-7.04 |  |  |  |  | i |  | i |  | i |  |  |  | i
| Vanity WD-109 & Countertop ST-105.2 | 7,8/ID-5.24 |  |  |  |  | i |  | i |  | i |  |  |  | i | ???
| F-110 JC | ID-3.15
| Casing WD-109 | ID-3.15 9/ID-7.04 |  |  |  |  | i |  | ? |  | i |  |  |  | ?
| F-111 W/C | ID-5.24
| Casing WD-109 | 6/ID-5.24 8/ID-7.04 |  |  |  |  | i |  | i |  | i |  |  |  | i
| Vanity WD-109 & Countertop ST-105.2 | 7,8/ID-5.24 |  |  |  |  | i |  | i |  | i |  |  |  | i | ???
| F-112 Laundry Drop | ID-3.15
| Casing WD-109 | ID-3.15 9/ID-7.04 |  |  |  |  | i |  | ? |  | i |  |  |  | ?
| Spa Villas | [6 empty] | 540240 |  | 352704 |  | 633955.69
| Doors, Frames and Hardware are per schedule | A0.35 |  |  |  |  | X, UNO | See D,F&H | ? |  | x
| Wood Door Casings and portals per schedule and details | A0.35,A0.54 |  |  |  |  | i |  | ? |  | i
| Double Treatment Pavilion | 2/ID-1.11
| SP-107 Treatment Pavilion - Double | ID-1.11
| Double Treatment Room Millwork, panels & shelves WD-303, back & surround ST-302.2, and countertop ST-301.1 | 1,4/ID-6.01 1,2,3/ID-6.02 2,3,4/ID-5.01 |  |  |  |  | i |  | i |  | i
| Wood Wall WD-301 | 2,4/ID-5.01 |  |  |  |  | i |  | i |  | i
| Wood Base WD-301 | 2,3,4/ID-5.01 |  |  |  |  | i |  | i |  | i
| Concealed Door WD-301 | 2/ID-5.01 4,5,6/ID-6.04 |  |  |  |  | x | 50617 | x | 50617 | i
| Casing WD-301 | 2/ID-5.01 4,5,6/ID-6.04 |  |  |  |  | i |  | i |  | i
| Cove | 1,2,3,4/ID5.01 1,2/ID-6.06 |  |  |  |  | i |  | i |  | i
| Ceiling WD-302 (Acoustical) | 1/ID-2.11 |  |  |  |  | i |  | x |  | ?
SP-108 Bathroom
| Vanity millwork coordinate w/T-302 & T-302.2 | 10,11,12/ID-5.01 2,4,6/ID-6.03 |  |  |  |  | i |  | i |  | i
| Shelves MT-301 & ST-303.2 | 10,12/ID-5.01 7,8,9/ID-6.03 |  |  |  |  | i |  | i |  | i
| Casing WD-301 | 9,11/ID-5.01 1/ID-5.02 4,5,6,7,8/ID-6.04 |  |  |  |  | i |  | i |  | i
Exclude | Ceiling WD-302 (Acoustical) | 1/ID-2.11 |  |  |  |  | x |  | x |  | x
SP-108A WC
| Casing WD-301 | 1/ID-5.02 7,8/ID-6.04 |  |  |  |  | i |  | i |  | i
Exclude | Ceiling WD-302 (Acoustical) | 1/ID-2.11 |  |  |  |  | x |  | x |  | x
| Double Treatment ADA Pavilion | 1/ID-1.11
SP-101 Treatment Pavilion - Double ADA
| Double Treatment Room Millwork, panels & shelves WD-303, back & surround ST-302.2, and countertop ST-301.1 | 1,4/ID-6.01 1,2,3,5/ID-6.02 2,3,4/ID-5.01 |  |  |  |  | i |  | i |  | i
| Wood Wall WD-301 | 2,4/ID-5.01 |  |  |  |  | i |  | i |  | i
| Wood Base WD-301 | 2,3,4/ID-5.01 |  |  |  |  | i |  | i |  | i
| Concealed Door WD-301 | 2/ID-5.01 4,5,6/ID-6.04 |  |  |  |  | x |  | x |  | i
| Casing WD-301 | 2/ID-5.01 4,5,6/ID-6.04 |  |  |  |  | i |  | i |  | i
| Cove | 1,2,3,4/ID5.01 1,2/ID-6.06 |  |  |  |  | i |  | i |  | i
| Ceiling WD-302 (Acoustical) | 1/ID-2.11 |  |  |  |  | i |  | x |  | ?
SP-102 ADA Bathroom
| ADA Vanity millwork coordinate w/T-302 & T-302.2 | 5,6,7/ID-5.01 1,3,5/ID-6.03 |  |  |  |  | i |  | i |  | i
| Casing WD-301 | 8/ID-5.01 4,5,6/ID-6.04 |  |  |  |  | i |  | i |  | i
Exclude | Ceiling WD-302 (Acoustical) | 1/ID-2.11 |  |  |  |  | x |  |  |  | x
Massage Treatment Pavilion
| SP-103 Treatment Pavilion - Massage | ID-1.12 5,6,7,8/ID-5.02
| Massage Room Millwork, panels, & shelves WD-303, back & surround ST-302.2, and countertop ST-301.1 | 2,5/ID-6.01 3,4,5/ID-6.02 5,7,8/ID-5.02 |  |  |  |  | i |  | i |  | i
| Wood Wall WD-301 | 5,8/ID-5.02 |  |  |  |  | i |  | i |  | i
| Wood Base WD-301 | 5,7,8/ID-5.02 |  |  |  |  | i |  | i |  | i
| Concealed Door WD-301 | 8/ID-5.02 4,5,6/ID-6.04 |  |  |  |  | x |  | x |  | i
| Casing WD-301 | 8/ID-5.02 4,5,6/ID-6.04 |  |  |  |  | i |  | i |  | i
| Cove | 5,6,7,8/ID5.02 1,2/ID-6.06 |  |  |  |  | i |  | i |  | i
| Ceiling WD-302 (Acoustical) | 1/ID-2.12 |  |  |  |  | i |  | x |  | ?
| SP-104 Bathroom | ID-1.12 9,10,11,12/ID-5.02
| Vanity millwork coordinate w/T-302 & T-302.2 | 10,11,12/ID-5.02 2,4,6/ID-6.03 |  |  |  |  | i |  | i |  | i
| Shelves MT-301 & ST-303.2 | 10,12/ID-5.02 7,8,9/ID-6.03 |  |  |  |  | i |  | i |  | i
| Casing WD-301 | 9,11/ID-5.03 4,5,6,7,8/ID-6.04 |  |  |  |  | i |  | i |  | i
Exclude | Ceiling WD-302 (Acoustical) | 1/ID-2.12 |  |  |  |  | x |  | x |  | x
| SP-104A WC | ID-1.12 1,2,3,4/ID-5.02
| Casing WD-301 | 1/ID-5.02 7,8/ID-6.04 |  |  |  |  | i |  | i |  | i
Exclude | Ceiling WD-302 (Acoustical) | 1/ID-2.12 |  |  |  |  | x |  | x |  | x
SP-105 Treatment Pavilion Thai - Massage
| Massage Room Millwork, panels, & shelves WD-303, back & surround ST-302.2, and countertop ST-301.1 | 2,5/ID-6.01 3,4,5/ID-6.02 5,7,8/ID-5.02 |  |  |  |  | i |  | i |  | i
| Wood Wall WD-301 | 5,8/ID-5.02 |  |  |  |  | i |  | i |  | i
| Wood Base WD-301 | 5,7,8/ID-5.02 |  |  |  |  | i |  | i |  | i
| Concealed Door WD-301 | 8/ID-5.02 4,5,6/ID-6.04 |  |  |  |  | x |  | x |  | i
| Casing WD-301 | 8/ID-5.02 4,5,6/ID-6.04 |  |  |  |  | i |  | i |  | i
| Cove | 5,6,7,8/ID5.02 1,2/ID-6.06 |  |  |  |  | i |  | i |  | i
| Ceiling WD-302 (Acoustical) | 1/ID-2.12 |  |  |  |  | i |  | x |  | ?
SP-106 Bathroom
| Vanity millwork coordinate w/T-302 & T-302.2 | 10,11,12/ID-5.02 2,4,6/ID-6.03 |  |  |  |  | i |  | i |  | i
| Shelves MT-301 & ST-303.2 | 10,12/ID-5.02 7,8,9/ID-6.03 |  |  |  |  | i |  | i |  | i
| Casing WD-301 | 9,11/ID-5.03 4,5,6,7,8/ID-6.04 |  |  |  |  | i |  | i |  | i
Exclude | Ceiling WD-302 (Acoustical) | 1/ID-2.12 |  |  |  |  | x |  | x |  | x
SP-106A WC
| Casing WD-301 | 1/ID-5.02 7,8/ID-6.04 |  |  |  |  | i |  | i |  | i
Exclude | Ceiling WD-302 (Acoustical) | 1/ID-2.12 |  |  |  |  | x |  | x |  | x
Single Body Treatment Pavilion
| SP-109 Treatment Pavilion - Single | ID-1.12 1,2,3,4/ID-5.03
| Single TRT/Massage Room Millwork, panels, & shelves WD-303, back & surround ST-302.2, and countertop & backsplash ST-301.1 | 2,5/ID-6.01 3,4,5/ID-6.02 2,3,4/ID-5.03 |  |  |  |  | i |  | i |  | i
| Wood Wall WD-301 | 2,4/ID-5.03 |  |  |  |  | i |  | i |  | i
| Wood Base WD-301 | 2,3,4/ID-5.03 |  |  |  |  | i |  | i |  | i
| Concealed Door WD-301 | 4/ID-5.03 4,5,6/ID-6.04 |  |  |  |  | x |  | x |  | i
| Casing WD-301 | 4/ID-5.03 4,5,6/ID-6.04 |  |  |  |  | i |  | i |  | i
| Cove | 1,2,3,4/ID-5.03 1,2/ID-6.06 |  |  |  |  | i |  | i |  | i
| Ceiling WD-302 (Acoustical) | 2/ID-2.12 |  |  |  |  | i |  | x |  | ?
| SP-110 Bathroom | ID-1.12 5,6,7,8/ID-5.03
| Vanity millwork coordinate w/T-302 & T-302.2 | 5,7,8/ID-5.03 2,4,6/ID-6.03 |  |  |  |  | i |  | i |  | i
| Shelves MT-301 & ST-303.2 | 5,8/ID-5.03 7,8,9/ID-6.03 |  |  |  |  | i |  | i |  | i
| Casing WD-301 | 6,7/ID-5.03 4,5,6,7,8/ID-6.04 |  |  |  |  | i |  | i |  | i
Exclude | Ceiling WD-302 (Acoustical) | 1/ID-2.12 |  |  |  |  | x |  | x |  | x
| SP-110A WC | ID-1.12 1,2,3,4/ID-5.02
| Casing WD-301 | 1/ID-5.02 7,8/ID-6.04 |  |  |  |  | i |  | i |  | i
Exclude | Ceiling WD-302 (Acoustical) | 1/ID-2.12 |  |  |  |  | x |  | x |  | x
| Meditation Pavilion | 3/A2.03
| In exterior millwork package | [5 empty] | x | See EFC | x |  | x
| Comfort Station Pavilion | 5/A2.01, 5/A2.04 I 5.00
| Outdoor | ID-1.13
RFI | Comfort Station Metal cabs MT-302 and stone countertop and backsplash SS-301, wood plank Backsplash WD-304, metal clad shelves MT-302 | 3,6/ID-6.01 6,7,8/ID-6.02 9/ID-5.03 |  |  |  |  | i |  | ? |  | i
| Panels EQ-301,302,303, and DH-303 (equipment not included) | 9/ID-5.03 |  |  |  |  | i |  | ? |  | i
| SP-111 BOH | I 5.01
| Comfort Station Millwork PLAM-6 and PLAM-2 (Wilsonart Laminate) storage and open shelves & surround, Countertop & backsplash ST-5 | 1/I 5.02 5,6/I 9.00 |  |  |  |  | i |  | i | ? | i
| Comfort Station Millwork PLAM-5 and PLAM-2 (Wilsonart Laminate) storage & surround, countertop & backsplash ST-5 | 4/I 5.02 5/I 9.00 |  |  |  |  | i |  | i | ? | i
| Comfort Station Millwork PLAM-6 and PLAM-2 (Wilsonart Laminate) & surround, countertop & backsplash ST-5 | 3/I 5.02 4/I 9.00 3/I 9.01 |  |  |  |  | i |  | i | ? | i
| Casing | I 5.01 1,2,4/I 5.02, A0.35 |  |  |  |  | i |  | ? |  | i
| SP-112 Staff W/C | I 5.01
| Vanity millwork PLAM-6 and countertop ST-5 | 6,7,8/I 5.02 1,2/I 9.01 |  |  |  |  | i |  | i | ? | i
| Casing | 8/I 5.02 A0.35 |  |  |  |  | i |  | ? |  | i
| SP-113 AV | I 5.01
| Casing | 1/I 5.02 A0.35 |  |  |  |  | i |  |  |  | i
| Dock Bar | [6 empty] | 194657 |  | 118282 |  | 258073.09
| Doors, Frames and Hardware are per schedule | A0.35 |  |  |  |  | X, UNO | See D,F&H | ? |  | x
| Wood Door Casings and portals per schedule and details | A0.35,A0.54 |  |  |  |  | i |  | ? |  | i
DB.100 Dock Bar & Patio
| Dock Bar and all components (millwork & bar die (stepped and flat) WD-201, ShelvingMT-201, glass inserts, & posts MT-201, countertop SS-201, Stainless Steel drink rail, Foot Rail IDH-202, Foot Rail Bracket IDH-203, Purse Hook IDH-204, ADA Bar Stone top, Wood Flip Top & Swing Door, FRP at bartender side) | 1/ID-5.02 1/ID-6.01 ID-6.02 |  |  |  |  | i |  | i |  | i
| FRP at Backside of bar | [5 empty] | x | See Drywall | ? |  | i | ???
| Casing WD-10 (match finish by AOR wall) | 1,4/ID-5.02 7/ID-5.03 2,3/ID-6.04 |  |  |  |  | i |  | ? |  | i
RFI | Millwork below Wall hung TVs | ID-1.01 ID-3.01 |  |  |  |  | x | Exclude | ? |  | i | ?
RFI | Trim and Cap??? | 4/ID-5.02 |  |  |  |  | i | {23000} | ? |  | i | ?
RFI | Trim, Cap, & Shiplap??? | 7/ID-5.03 |  |  |  |  | i |  | ? |  | i | ?
| Exterior columns paneling | [5 empty] | x | See EFC | x |  | x
| DB.102 Men's Restroom | ID-5.01 5,6,7,8,9,10/ID-5.02
| Shiplap PT-203 | 5,6,7,8,9,10/ID-5.02 1,4/ID-6.04 |  |  |  |  | i |  | i |  | i
| Trim and Cap PT-202 | 7,8,9,10/ID-5.02 |  |  |  |  | i |  | i |  | i
| Base PT-202 | 7,8,9,10/ID-5.02 |  |  |  |  | i |  | ? |  | i
| Vanity Millwork PT-202 with Countertop, apron and Backsplash ST-201.2 | 7,8,9/ID-5.02 1,2,3,4/ID6.03 |  |  |  |  | i |  | i |  | i
| Headrest UPH-201 | 10/ID-5.02 5,6/ID-6.03 |  |  |  |  | i |  | i |  | i
| Casing PT-202 | 10/ID-5.02 2,3/ID-6.04 |  |  |  |  | i |  | ? |  | i
| DB.103 Women's Restroom | ID-5.01 1,2/ID-5.04 8,9,10,11/ID-5.03
| Shiplap PT-203 | ID-5.01 1,2/ID-5.04 8,9,10,11/ID-5.03 1,4/ID-6.04 |  |  |  |  | i |  | i |  | i
| Trim and Cap PT-202 | 8,9,10,11/ID-5.03 |  |  |  |  | i |  | i |  | i
| Base PT-202 | 8,9,10,11/ID-5.03 |  |  |  |  | i |  | ? |  | i
| Vanity Millwork PT-202 with Countertop and Backsplash ST-201.2 | 8,10,11/ID-5.03 1,2,3,4/ID-6.03 |  |  |  |  | i |  | i |  | i
| Casing PT-202 | 10/ID-5.02 2,3/ID-6.04 |  |  |  |  | i |  | i |  | i
| DB.104 Men's ADA Bathroom | ID-5.01 1,2,3,4/ID-5.03
| Shiplap PT-203 | 1,2,3,4/ID-5.03 1,4/ID-6.04 |  |  |  |  | i |  | i |  | i
| Shiplap PT-202 | 1,2,3,4/ID-5.03 |  |  |  |  | i |  | i |  | i
| Base PT-202 | 1,2,3,4/ID-5.03 |  |  |  |  | i |  | ? |  | i
| Vanity Millwork PT-202 with Countertop and Backsplash ST-201.2 | 1,3,4/ID5.03 |  |  |  |  | i |  | i |  | i
| Casing PT-202 | 2/ID-5.03 2,3/ID-6.04 |  |  |  |  | i |  | ? |  | i
| DB.105 Women's ADA Bathroom | ID-5.01 1,2,3,4/ID-5.03 1,2/ID-5.04
| Shiplap PT-203 | 1,2,3,4/ID-5.03 1,2/ID-5.04 1,4/ID-6.04 |  |  |  |  | i |  | i |  | i
| Trim and Cap/Shiplap PT-202 | 1,2,3,4/ID-5.03 1,2/ID-5.04 |  |  |  |  | i |  | i |  | i
| Base PT-202 | 1,2,3,4/ID-5.03 1,2/ID-5.04 |  |  |  |  | i |  | ? |  | i
| Vanity Millwork PT-202 with Countertop and Backsplash ST-201.2 | 1,3,4/ID-5.03 |  |  |  |  | i |  | i |  | i
| Casing PT-202 | 2/ID-5.03 2,3/ID-6.04 |  |  |  |  | i |  | ? |  | i
| DB.106 Women's WC | ID-5.01 3,4,5,6/ID-5.04
| Shiplap PT-203 | 3,4,5,6/ID-5.04 1,4/ID-6.04 |  |  |  |  | i |  | i |  | i
| Shiplap PT-202 | 3,4,5,6/ID-5.04 |  |  |  |  | i |  | i |  | i
| Base PT-202 | 3,4,5,6/ID-5.04 |  |  |  |  | i |  | ? |  | i
| Casing PT-202 | 6/ID-5.04 2,3/ID-6.04 |  |  |  |  | i |  | ? |  | i
| SUBTOTAL Base Bid |  |  |  |  | 0 |  | 6857786 |  | 7207396 |  | 9560224.43 |  | 7841388 |  | 0 |  | 0 |  | 0 |  | 0 |  | 0
| BOND RATE | [5 empty] | 0% |  | 1.5% |  | 1.5% |  | 0% |  | 0% |  | 0% |  | 0% |  | 0% |  | 0%
| BOND AMOUNT |  |  |  |  | 0 |  | 0 |  | 108110.94 |  | 143403.3665 |  | 0 |  | 0 |  | 0 |  | 0 |  | 0 |  | 0
| ADJUSTED TOTAL |  |  |  |  | 0 |  | 6857786 |  | 7315506.94 |  | 9703627.7965 |  | 7841388 |  | 0 |  | 0 |  | 0 |  | 0 |  | 0
| Cost per SF |  |  |  |  | 0 |  | 77.3388 |  | 82.5008 |  | 109.4328 |  | 88.4314 |  | 0 |  | 0 |  | 0 |  | 0 |  | 0
QUALIFICATIONS
EXCLUSIONS/OWNER PROVIDED ITEMS:
ALTERNATES:
PROPOSED VE (Provide Clear Description):
FULLY LOADED LABOR RATES
Laborer
Mechanic
Superintendent
Project Manager
SCHEDULE
Prepared shop drawings/submittals
Mobilization
Total duration to complete scope of work
Winner
Company | Beaubois
Contact | Iain Paterson
Phone | 561-436-1356
Email | iain.paterson@beaubois.com
Base Bid | 6857786
Need Prequalification
Prequalified
Note on I14: Vito Carbone: He has $61,600.00 for 7.7M of scope which equals 0.8%
Note on H18: Vito Carbone: Hedrick doesn't have authorization
Note on J18: Vito Carbone: Hedrick doesn't have authorization
Note on L18: Vito Carbone: Hedrick doesn't have authorization
Note on P18: Vito Carbone: Hedrick doesn't have authorization
Note on I23: Vito Carbone: See Acoustical Ceiling package
Note on A36: Vito Carbone: VC039 No specs
Note on A37: Vito Carbone: VC039 No specs
Note on A39: Vito Carbone: VC041 Need clarification if millwork presence
Note on A40: Vito Carbone: VC041 Need clarification if millwork presence
Note on A41: Vito Carbone: VC041 Need clarification if millwork presence
Note on A43: Vito Carbone: VC040 PLAM-1 or PLAM-3?
Note on A44: Vito Carbone: VC041 Need clarification if millwork presence
Note on A45: Vito Carbone: VC041 Need clarification if millwork presence
Note on A46: Vito Carbone: VC041 Need clarification if millwork presence
Note on A48: Vito Carbone: VC019 No Response
Note on A51: Vito Carbone: VC042 ID-5.28 shows no backsplash ID-6.57 shows 4" backsplash
Note on A53: Vito Carbone: VC042 ID-5.28 shows no backsplash ID-6.57 shows 4" backsplash
Note on A76: Vito Carbone: VC035 No response
Note on A79: Vito Carbone: VC034 Backsplash stone or wood? No response
Note on A119: Vito Carbone: VC036 Could have paneling No response
Note on A133: Vito Carbone: VC036 Shouldn't be any paneling
Note on A145: Vito Carbone: VC043 Need clarification for presence of millwork in Northwest corner of salon
Note on A147: Vito Carbone: VC038 Confusing RFI responses Drawings show faux rafters but RFI response says GYP bd Asked for clarification
Note on B151: Vito Carbone: 5/ID-5.42 references 2/ID-6.64 and should reference 3/ID-6.64
Note on A194: Vito Carbone: VC045 Wood or stone?
Note on A207: Vito Carbone: VC045 Wood or stone?
Note on A220: Vito Carbone: detail removed from new set of drawings
Note on A229: Vito Carbone: VC028 No tag but shows wood No response
Note on A272: Vito Carbone: VC046 No millwork sections
Note on A307: Vito Carbone: SPEC on ID-5.44
Note on A326: Vito Carbone: Hank's RFI #40 Freezer and fridge to receive MT-103 finish
Note on A340: Vito Carbone: VC014 Exclude per RFI response This is FF&E
Note on A380: Vito Carbone: VC013 Exclude per RFI response This is FF&E
Note on A381: Vito Carbone: VC015 No reponse
Note on A456: Vito Carbone: VC015 No response
Note on A477: Vito Carbone: VC030 Per RFI response WD-109
Note on A497: Vito Carbone: VC012 Exclude per RFI response Ceiling to be PT-101
Note on A501: Vito Carbone: VC012 Exclude per RFI response Ceiling to be PT-101
Note on A528: Vito Carbone: VC021 Exclude per RFI response Ceiling to be PT-101
Note on A531: Vito Carbone: VC021 Exclude per RFI response Ceiling to be PT-101
Note on A544: Vito Carbone: VC023 Exclude per RFI response Ceiling to be PT-101
Note on A558: Vito Carbone: VC018 Exclude per RFI response Ceiling to be PT-101
Note on A561: Vito Carbone: VC018 Exclude per RFI response Ceiling to be PT-101
Note on A574: Vito Carbone: VC018 Exclude per RFI response Ceiling to be PT-101
Note on A577: Vito Carbone: VC018 Exclude per RFI response Ceiling to be PT-101
Note on A591: Vito Carbone: VC018 Exclude per RFI response Ceiling to be PT-101
Note on A594: Vito Carbone: VC018 Exclude per RFI response Ceiling to be PT-101
Note on A599: Vito Carbone: VC031 Drawings refer to detail 6/ID-601 which has no tags for finishes. Drawings never refer to detail 9/ID-5.03 which has the tag No response
Note on A602: Vito Carbone: VC024 Price Wilsonart Laminate for PLAM-2 per RFI response
Note on A603: Vito Carbone: VC024 Price Wilsonart Laminate for PLAM-2 per RFI response
Note on A604: Vito Carbone: VC024 Price Wilsonart Laminate for PLAM-2 per RFI response
Note on A618: Vito Carbone: VC033 No response
Note on A619: Vito Carbone: VC033 No response
Note on A620: Vito Carbone: VC033 No response

## 07 17 Waterproofing & Caulk
Hedrick Plug
[5 empty] | X | Excluded
[5 empty] | I | Included
| BACK TO SUMMARY SHEET |  |  |  |  | Sub Add/Deduct
Project: | Atlantic Fields Club Core / Dock Bar / Spa Pods / Water Features |  |  |  |  | Company | Triton |  | Alpha
Trade: | Waterproofing & Caulking |  |  |  |  | Contact | JR. Hopf |  | Rafael Delgado
CSI Code: | 07 17 00 |  |  |  |  | Phone | (561) 516-0448 |  | (786) 585-3947
Date: | [5 empty] | Email | jr.hopf@outlook.com |  | RDelgado@alphaiwp.com
[6 empty] | Adjusted Bid | 2084242.5 |  | 2044381 |  | 0 |  | 0 |  | 0 |  | 0
BID DOCUMENTS: |  | Plan/ Spec. Package | QTY | U/M | Unit Cost | Subtotal | Yes/No | Price | Yes/No | Price | Yes/No | Price | Yes/No | Price | Yes/No | Price | Yes/No | Price
GENERAL INCLUSIONS
INCLUDES ALL SALES TAX
ALL HOISTING & RIGGING REQUIRED TO COMPLETE THIS SCOPE
PROVIDE P&P BONDS
FLORIDA STATE CONTRACTORS LIC.
GENERAL LIABILITY AND WORKERS COMP. INSURANCE LIMITS
STATE AND LOCAL TAXES
SPECIFIC TRADE SCOPE OF WORK REQUIREMENTS
BASE BID
Waterproofing
top & bottom of footings
bottom SOG
SOPREMA COLPHENE BSW H: SBS-modified bitumen
SOPREMA SOPRABOARD
sides of footings
SOPREMA COLPHENE BSW V: SBS-modified bitumen
SOPREMA SOPRABOARD
below grade walls - 1/A8.12
SOPREMA COLPHENE LM BAR
SOPREMA SOPRADRAIN 100
SOPREMA SOPRABOARD
planters
exterior - SOPRA SEAL LM 204
interior - ALSAN TRAFIK RS 730 PMMA
stone cladding / veneer
SOPREMA SOPRA SEAL LM 204 VP
wood siding
SOPREMA SOPRA SEAL LM 204 VP
openings - windows & doors
SOPREMA SOPRASEAL STICK 1100T
| Club Core | [6 empty] | 2045883.5 |  | 2044381 |  | 0 |  | 0 |  | 0 |  | 0
| Waterproofing |  |  |  |  | 0
| Foundation Footings, Walls, SOG |  |  |  |  | 0 |  |  |  | 753363
| wrap footings |  |  |  |  | 0 |  |  | I
| Dining |  | 24009 | sf | 10.4961 | 252000 |  | 252000
| DF140.24 |  | 15277 | sf |  | 0
| DFXXX.24 |  | 2223 | sf |  | 0
| DF40.12 |  | 1151 | sf |  | 0
| DF180150 |  | 738 | sf |  | 0
| DF200150 |  | 2430 | sf |  | 0
| DF50 |  | 953 | SF |  | 0
| DF60 |  | 624 | sf |  | 0
| DF65 |  | 238 | sf |  | 0
| DF70 |  | 271 | sf |  | 0
| DF85 |  | 586 | sf |  | 0
| DF95 |  | 244 | sf |  | 0
| back out foundation wall footprint on footings - conc |  | -581 | sf |  | 0
| back out foundation wall footprint on footings - CMU |  | -145 | sf |  | 0
| Fitness |  | 17549.91 | sf |  | 0 |  | 184275
| FFXXX.24 |  | 16958 | sf |  | 0
| FF30.12 |  | 145 | sf |  | 0
| FF50 |  | 560 | sf |  | 0
| FF70120 |  | 212 | sf |  | 0
| FF75 |  | 295 | sf |  | 0
| back out foundation wall footprint on footings - conc |  | -602 | sf |  | 0
| back out foundation wall footprint on footings - CMU |  | -18.09 | sf |  | 0
| Wellness |  | 33380.615 | sf |  | 0 |  | 350700
| WF140.24 |  | 19443 | sf |  | 0
| WFXXX.20 |  | 633.31 | sf |  | 0
| WFXXX.24 |  | 3224 | sf |  | 0
| WF40.12 |  | 495 | sf |  | 0
| WF50.18 |  | 642 | sf |  | 0
| WF70 |  | 140 | sf |  | 0
| WF75 |  | 325 | sf |  | 0
| WF90 |  | 234 | sf |  | 0
| WF100 |  | 1120 | sf |  | 0
| WF120 |  | 1600 | sf |  | 0
| pool equip vault |  | 6604.175 | sf |  | 0
| back out foundation wall footprint on footings - conc |  | -972 | sf |  | 0
| back out foundation wall footprint on footings - CMU |  | -107.87 | sf |  | 0
| wrap SOG bottom, walls, tunnel lid, elevator pits | [8 empty] | 240000
Dining
| SOG bottom - level 00 |  | 7927 | sf | 8.0737 | 64000 |  | 64000
| SOG bottom - level 01 |  | 7521 | sf |  | 0 |  | 60000
| DCW1 walls |  | 11090 | sf | 9.9414 | 110250 |  | 110250
| tunnel lid |  | 701 | sf | 30 | 21030 |  | 21030 |  | 21030
| Fitness | [8 empty] | 197000
| SOG bottom - level 00 |  | 4301 | sf |  | 0 |  | 34400
| SOG bottom - level 01 |  | 6228 | sf |  | 0 |  | 83440
| FCW1 walls |  | 10429 | sf | 7.5276 | 78505 |  | 78505
| tunnel lid |  | 784 | sf | 30 | 23520 |  | 23520 |  | 23520
Wellness
| wrap footings |  |  |  |  | 0
| SOG bottom - level 00 |  | 15695 | sf |  | 0 |  | 125560 |  | 233000
| SOG bottom - level 01 |  | 1940 | sf | 8 | 15520 |  | 15520
| WCW1 walls |  | 13013 | sf | 7.0011 | 91105 |  | 91105
Elevator Pits
Dining
| elevator pits - interior |  | 252 | sf |  | 0 |  | 1750 |  | 12880
| elevator pits - exterior |  | 698 | sf |  | 0 |  | 7350 | I
Wellness
| elevator pits - interior |  | 269 | sf |  | 0 |  | 1890 |  | 12117
| elevator pits - exterior |  | 511 | sf |  | 0 |  | 5407.5 | I
| Planters | [8 empty] | 130854
| Dining |  |  |  |  | 0 |  | 109525
| see 4/A8.11, /A4.01, A2.20 |  |  |  |  | 0
3.34 | exterior - Sopra Seal LM 204 |  | 163.66 | sf | 35.5 | 5810 | I |  | I
3.17 | interior - ALSAN TRAFIK RS 730 PMMA |  | 155.33 | sf | 35.5 | 5514 | I |  | I
| see 2/8.11, 2/A4.00, A2.30 |  |  |  |  | 0
9.21 | exterior - Sopra Seal LM 204 |  | 2081.46 | sf | 35.5 | 73892 | I |  | I
7.5 | interior - ALSAN TRAFIK RS 730 PMMA |  | 1695 | sf | 35.5 | 60173 | I |  | I
| see 2/A4.03, A2.30 |  |  |  |  | 0
7.34 | exterior - Sopra Seal LM 204 |  | 227.54 | sf | 35.5 | 8078 | I |  | I
8.33 | interior - ALSAN TRAFIK RS 730 PMMA |  | 258.23 | sf | 35.5 | 9167 | I |  | I
| Wellness |  |  |  |  | 0 |  | 68625
| see 2/A8.16, A/4.10, A2.31 |  |  |  |  | 0
5.34 | exterior - Sopra Seal LM 204 |  | 1302.96 | sf | 35.5 | 46255 | I |  | I
5.75 | interior - ALSAN TRAFIK RS 730 PMMA |  | 1403 | sf | 35.5 | 49807 | I |  | I
| Dining - exterior elevated decks |  |  |  |  | 0
| terrace - pedestal pavers - in Roofing |  | 2963 | sf |  | 0
| Wellness - exterior elevated decks |  |  |  |  | 0
| terrace - Wellness - pedestal pavers |  | 3634 | sf |  | 0
| terrace - Wellness |  | 269 | sf | 28 | 7532 | I |  |  | 7532
| openings - Dining |  |  |  |  | 0 |  | 10650
| windows |  | 1657.84 | sf | 6 | 9947 | I |  |  | 9947
| doors |  | 249 | sf | 6 | 1494 | I |  |  | 1494
| openings - Fitness |  |  |  |  | 0 |  | 5100
| windows |  | 616.84 | sf | 6 | 3701 | I |  |  | 3701
| doors |  | 49.8 | sf | 6 | 299 | I |  |  | 299
| openings - Wellness |  |  |  |  | 0
| windows |  | 2055.163 | sf | 6 | 12331 |  | 12331 |  | 12331
| doors |  | 66.4 | sf | 6 | 398 |  | 398 |  | 398
| exterior walls - stone cladding |  | 14460 | sf | 5 | 72300 |  | 162250 |  | 168987
| exterior walls - wood siding |  | 8154 | sf | 5 | 40770 | I |  | I
| caulking |  |  |  |  | 0
| exterior openings secondary caulk |  | 2940 | lf | 5 | 14700 |  | 14700 |  | 14700
| misc penetrations, fire caulk, control joints |  | 88672 | sf | 0.3 | 26602 |  | 26602 |  | 26602
0
| Consultant |  | 1 | ls | 125000 | 125000 |  | 125000 |  | 125000
0
0
| Dock Bar |  |  |  |  | 0 |  | 8509 |  | 11579
| exterior walls - wood siding |  | 1602 | sf | 5 | 8010 |  | 8010 |  | 11080
| exterior openings secondary caulk |  | 60 | lf | 5 | 300 |  | 300 |  | 300
| openings |  |  |  |  | 0
| doors |  | 33.2 | lf | 6 | 199 |  | 199 |  | 199
0
| Spa Pods |  |  |  |  | 0 |  | 29850 |  | 38047
| exterior walls - wood siding |  | 4833 | SF | 5 | 24165 |  | 24000 |  | 32197
| exterior openings secondary caulk |  | 477 | lf | 5 | 2385 |  | 2385 |  | 2385
| openings |  |  |  |  | 0
| windows |  | 577.4642 | sf | 6 | 3465 |  | 3465 |  | 3465
0
| SUBTOTAL Base Bid |  |  |  |  | 449660 |  | 2084242.5 |  | 2044381 |  | 0 |  | 0 |  | 0 |  | 0
| BOND RATE | [5 empty] | 0% |  | 0% |  | 0% |  | 0% |  | 0% |  | 0%
| BOND AMOUNT |  |  |  |  | 0 |  | 0 |  | 0 |  | 0 |  | 0 |  | 0 |  | 0
| ADJUSTED TOTAL |  |  |  |  | 449660 |  | 2084242.5 |  | 2044381 |  | 0 |  | 0 |  | 0 |  | 0
| Cost per SF |  |  |  |  | 5.071 |  | 23.5051 |  | 23.0555 |  | 0 |  | 0 |  | 0 |  | 0
QUALIFICATIONS
EXCLUSIONS/OWNER PROVIDED ITEMS:
ALTERNATES:
PROPOSED VE (Provide Clear Description):
FULLY LOADED LABOR RATES
Laborer
Mechanic
Superintendent
Project Manager
SCHEDULE
Prepared shop drawings/submittals
Mobilization
Total duration to complete scope of work
Winner
Company
Contact
Phone
Email
Base Bid | 2084242.5
Need Prequalification
Prequalified

## 07 21 Insulation
Hedrick Plug
[5 empty] | X | Excluded
[5 empty] | I | Included
| BACK TO SUMMARY SHEET |  |  |  |  | Sub Add/Deduct
Project: | Atlantic Fields Club Core / Dock Bar / Spa Pods / Water Features |  |  |  |  | Company | Gale Insulation |  | Southern Foam
Trade: | Insulation |  |  |  |  | Contact | Endy Samaniego |  | Kara Kern
CSI Code: | 07 21 00 |  |  |  |  | Phone | (561) 989-4113 |  | (407) 654-1251
Date: | [5 empty] | Email | endy.samaniego@truteam.com |  | Estimating@southernfoaminsulation.com
[6 empty] | Adjusted Bid | 72971 |  | 79671 |  | 0 |  | 0 |  | 0 |  | 0
BID DOCUMENTS: |  | Plan/ Spec. Package | QTY | U/M | Unit Cost | Subtotal | Yes/No | Price | Yes/No | Price | Yes/No | Price | Yes/No | Price | Yes/No | Price | Yes/No | Price
GENERAL INCLUSIONS
INCLUDES ALL SALES TAX
ALL HOISTING & RIGGING REQUIRED TO COMPLETE THIS SCOPE
PROVIDE P&P BONDS
FLORIDA STATE CONTRACTORS LIC.
GENERAL LIABILITY AND WORKERS COMP. INSURANCE LIMITS
STATE AND LOCAL TAXES
SPECIFIC TRADE SCOPE OF WORK REQUIREMENTS
BASE BID
| Club Core |  |  |  |  | 0 |  | 16261 |  | 79671 |  | 0 |  | 0 |  | 0 |  | 0
| Insulate underside of floor - all unconditioned spaces |  |  |  |  | 0
| ridged insulation bottom of deck over Cart Barn - 2/A4.13 |  | 5567 | sf | 2.5 | 13918 |  | 13918 |  | 13918
| ridged insulation bottom of deck over D-008 Service - A2.10 |  | 937 | sf | 2.5 | 2343 |  | 2343 |  | 2343
0
| Dock Bar |  |  |  |  | 0 |  | 36200 |  | 63410 |  | 0 |  | 0 |  | 0 |  | 0
Spray Faom - R-30
| Roof |  |  | sf |  | 0 |  | 22700 |  | 35525
| Attic Knee Wall |  |  | sf |  | 0 | I |  | I
| Bottom of concrete deck - conditioned space |  |  | sf |  | 0 |  | 10000 | I
| Ignition Barrier - A/C only |  |  | sf |  | 0 |  | 3500 |  | 3950
0
| Spa Pods |  |  |  |  | 0 |  | 20510 |  | 23935 |  | 0 |  | 0 |  | 0 |  | 0
Spray Faom - R-30
| Roofs at Spa Pods |  |  | sf |  | 0 |  | 16300 |  | 20750
| Ignition Barrier - A/C only |  |  | sf |  | 0 |  | 4210 |  | 3185
| SUBTOTAL Base Bid |  |  |  |  | 16261 |  | 72971 |  | 79671 |  | 0 |  | 0 |  | 0 |  | 0
| BOND RATE | [5 empty] | 0% |  | 0% |  | 0% |  | 0% |  | 0% |  | 0%
| BOND AMOUNT |  |  |  |  | 0 |  | 0 |  | 0 |  | 0 |  | 0 |  | 0 |  | 0
| ADJUSTED TOTAL |  |  |  |  | 16261 |  | 72971 |  | 79671 |  | 0 |  | 0 |  | 0 |  | 0
| Cost per SF |  |  |  |  | 0.18338 |  | 0.82293 |  | 0.89849 |  | 0 |  | 0 |  | 0 |  | 0
QUALIFICATIONS
EXCLUSIONS/OWNER PROVIDED ITEMS:
ALTERNATES:
PROPOSED VE (Provide Clear Description):
FULLY LOADED LABOR RATES
Laborer
Mechanic
Superintendent
Project Manager
SCHEDULE
Prepared shop drawings/submittals
Mobilization
Total duration to complete scope of work
Winner
Company
Contact
Phone
Email
Base Bid | 72971
Need Prequalification
Prequalified

## 07 50 Roofing
Hedrick Plug
[5 empty] | X | Excluded
[5 empty] | I | Included
| BACK TO SUMMARY SHEET |  |  |  |  | Sub Add/Deduct
Project: | Atlantic Fields Club Core / Dock Bar / Spa Pods / Water Features |  |  |  |  | Company | Vero Beach Roofing |  | Crowther |  | P&A Roofing & Sheet |  | Atlas-Apex |  | Campany |  | Tecta America
Trade: | Roofing |  |  |  |  | Contact | Dale Bischoff |  | Miguel Bates |  | Ryan M. Upchurch |  | Scott Swink |  | Andrew Yusko |  | William Riggs
CSI Code: | 07 50 00 |  |  |  |  | Phone | (772) 473-0003 |  | (239) 689-3274 |  | (407) 650-9541 |  | (954) 565-1567 |  | (561) 365-0450 |  | (954) 419-9339
Date: | [5 empty] | Email | dbischoff@verobeachroofing.com |  | miguelb@crowther.net |  | rupchurch@pa-roofing.com |  | SSwink@atlasapexusa.com |  | andrew.yusko@campanyroofing.com |  | wriggs@tectaamerica.com
[6 empty] | Adjusted Bid | 2373035 |  | 2408140 |  | 2452703 |  | 2785105 |  | 2871503 |  | 1641163
BID DOCUMENTS: |  | Plan/ Spec. Package | QTY | U/M | Unit Cost | Subtotal | Yes/No | Price | Yes/No | Price | Yes/No | Price | Yes/No | Price | Yes/No | Price | Yes/No | Price
GENERAL INCLUSIONS
INCLUDES ALL SALES TAX
ALL HOISTING & RIGGING REQUIRED TO COMPLETE THIS SCOPE
PROVIDE P&P BONDS
FLORIDA STATE CONTRACTORS LIC.
GENERAL LIABILITY AND WORKERS COMP. INSURANCE LIMITS
STATE AND LOCAL TAXES
SPECIFIC TRADE SCOPE OF WORK REQUIREMENTS
BASE BID
| Club Core | [6 empty] | 2220525 |  | 2262990 |  | 2315146.7216 |  | 2620105 |  | 2715683 |  | 1442858.5
| Specifications |  |  |  |  | 0
| Concrete Decks |  |  |  |  | 0
| VAPOR RETARDER- SOPRALENE 180 Sp 3.0 |  |  |  |  | 0
| 3 5' ISO in Duota |  |  |  |  | 0
| 1/4’ Tapered ISO in Duotack |  |  |  |  | 0
| 1/8’ Sopraboard in Duotack |  |  |  |  | 0
| SOPRALENE FLAM 180 torch applied |  |  |  |  | 0
| SOPRALENE FLAM 180 FR torch applied |  |  |  |  | 0
| Metal Decks |  |  |  |  | 0
| 3.5’ ISO Spot Fastened |  |  |  |  | 0
| 1/4" Tapered ISO Spot fastened |  |  |  |  | 0
| 1/8’ Sopraboard Spot Fastened |  |  |  |  | 0
| SOPRAFIX 612 Mechanically Fastened |  |  |  |  | 0
| SOPRALENE 180 FR GR torch applied |  |  |  |  | 0
0
| SBS Modified Bituminous Membarne |  | 48477 | sf |  | 0 |  | 1834790 |  | 2040220 |  | 1792443.7216 |  | 2373000 |  | 2492913 |  | 1017490.5
| Dining lower canopy roof - epoxy ballasted - Key Note #7 A2.40 |  | 4297 | sf |  | 0 | I |  | I
| Dining lower roof - epoxy balasted |  | 838 | sf |  | 0 | I |  | I
| Dining lower roof - epoxy ballasted |  | 3147 | sf |  | 0 | I |  | I
| Dining mech yard roof - epoxy balasted |  | 3165 | sf |  | 0 | I |  | I
| Dining Pedistal Pavers underlayment |  | 2963 | sf |  |  | I |  | I
| Dining upper canopy roof |  | 2369 | sf |  | 0 | I |  | I
| Dining upper roof |  | 5339 | sf |  | 0 | I |  | I
| Fitness roof |  | 9233 | sf |  | 0 | I |  | I
| Wellness lower canopy roof - epoxy balasted |  | 1764 | sf |  | 0 | I |  | I
| Wellness lower roof |  | 6958 | sf |  | 0 | I |  | I
| Wellness upper roof |  | 12701 | sf |  | 0 | I |  | I
| 3-1/2" Isoboard insulation |  |  |  |  | 0 | I |  | I
| tapered insulation |  |  |  |  | 0 | I |  | I
| gravel surface adhered with Soprema COLPY |  | 13211 | sf | 3 | 39633 | I |  | I |  |  | 39633 | [5 empty] | 39633
| VTR penetrations |  |  |  |  | 0
| roof drain details |  |  |  |  | 0
| flashing mechanical supports - Dining mech yard |  |  |  |  | 0
| flashing mechanical pipe curbs - Dining mech yard |  |  |  |  | 0
| flashing screen supports - Dining mech yard |  |  |  |  | 0
0
| misc flashings |  |  |  |  | 0
| coping cap |  |  |  |  | 0
| Dining lower roof parapet - 2x12 | 2/A4.01 & 7/A2.50 | 128 | lf |  | 0
| Dining upper roof parapet - 2x12 | 2/A3.10 | 441 | lf |  | 0
| Fitness lower roof parapet - 2x12 | 2/A3.11 & 3/A4.06 | 160 | lf |  | 0
| Fitness upper roof parapet - 2x12 | 2/A3.11 & 3/A4.06 | 400 | lf |  | 0
| Wellness upper roof parapet - 2x12 | A2.44 & 1/A3.13 | 542 | lf |  | 0
| drip edge / gravel stop |  |  |  |  | 0
| Dining high & low overhang edge - 2- 2x6 | 1 & 2/A2.50 | 2116 | lf | 20 | 42320 |  | 42320 |  | 42320 |  | 42320 |  | 42320 |  | 42320 |  | 42320
| Dining upper roof edge - 2 - 2x6 | 1/A4.01 & 3/A2.50 | 522 | lf | 20 | 10440 |  | 10440 |  | 10440 |  | 10440 |  | 10440 |  | 10440 |  | 10440
| Fitness overhang edge - 2- 2x6 | 1&3/A4.06 | 824 | lf | 20 | 16480 |  | 16480 |  | 16480 |  | 16480 |  | 16480 |  | 16480 |  | 16480
| Wellness low overhang edge | A2.43 & A3.13 | 330 | lf | 20 | 6600 |  | 6600 |  | 6600 |  | 6600 |  | 6600 |  | 6600 |  | 6600
| Wellness low roof edge - 2 - 2x6 | 1/A4.01 & 3/A2.50 | 924 | lf | 20 | 18480 |  | 18480 |  | 18480 |  | 18480 |  | 18480 |  | 18480 |  | 18480
| Fitness upper overhang edge - 2- 2x6 | A2.44 & 1/A3.13 | 1200 | lf | 20 | 24000 |  | 24000 |  | 24000 |  | 24000 |  | 24000 |  | 24000 |  | 24000
| extended flashing - 8" | 1 & 2/A2.50 | 2116 | lf | 20 | 42320 |  | 42320 |  | 42320 |  | 42320 |  | 42320 |  | 42320 |  | 42320
| extended flashing - 8" | 3/A2.50 | 924 | lf | 20 | 18480 |  | 18480 |  | 18480 |  | 18480 |  | 18480 |  | 18480 |  | 18480
| flashing at top of steel panel - | 4/A2.50 | 150 | lf | 20 | 3000 |  | 3000 |  | 3000 |  | 3000 |  | 3000 |  | 3000 |  | 3000
| flashing at top of wood panel - | 4/A2.50 | 150 | lf | 20 | 3000 |  | 3000 |  | 3000 |  | 3000 |  | 3000 |  | 3000 |  | 3000
| botom of parapet counterflashing - | 5/A2.51 | 150 | lf | 20 | 3000 |  | 3000 |  | 3000 |  | 3000 |  | 3000 |  | 3000 |  | 3000
| Ribbon Canopy roof |  |  |  |  | 0
|  |  | 2781 | sf | 35 | 97335 | I |  | I |  |  | 97335 |  | 97335 | I |  | I
Allowance | Ribbon Canopy gutters - no detail - assume aluminum |  | 1086 | lf | 25 | 27150 |  | 27150 |  | 27150 |  | 27150 |  | 27150 |  | 27150 |  | 27150
Allowance | Ribbon Canopy downspouts? - no detail - assume aluminum |  | 100 | lf | 25 | 2500 |  | 2500 |  | 2500 |  | 2500 |  | 2500 |  | 2500 |  | 2500
0
| wrap linear pop-up at Fitness Port-Cochere |  | 422 | sf |  | 0
0
| RFI Response: |  |  |  |  | 0
| - Horizontal steel rain screen is no longer part of this scope of work. |  |  |  |  | 0
| - Detail 3/A4.20 does not show a gutter. STEEL GUTTERS TO BE DESIGNED AT EDGE OF ROOF. COORDINATION TO ALLOW FOR WATER SHED OFF ROOF AREA AT SPECIFIC LOCATION WILL BE SPECIFIED ON UPDATED ROOFING PLANS. |  |  |  |  | 0
| - See Specification 075216-3, 2.02 A. This specification states that SOPREMA is the basis of design. Are other equal roofing systems acceptable? SPECIFICATIONS FOR REVISIONS 7 HAVE BEEN REVISEDTO ALLOW FOR ALTERNATIVE MANUFACTURERS. |  |  |  |  | 0
| - Ballast roof aggregate to be installed with Coply EF Adhesive spec called for on sheet A2.50 Detail 02. Aggregate size and color to be confirmed with Design Architect and updated in next drawings submittal. |  |  |  |  | 0
0
| Pedistal Pavers - drawing A8.15 - Wausau (Spec - Tile Tech) |  |  |  |  | 0
| Dining Pedistal Pavers - A2.40 |  | 2963 | sf | 55 | 162965 |  | 162965 | I |  |  | 162965 | I |  | I |  |  | 162965
0
| Planter waterproofing |  |  | sf |  | 0 | X |  | X |  | X |  |  | -73000 |  |  | X
0
| Sky lights - A2.44 - 6 x 6 - SEE 08 60 Skylights |  | 2 | ea |  | 0 | X |  | X |  | X |  | X |  |  |  | I
0
| Multiple Mobizations - assume 3 will be required |  |  |  |  | 0 |  | 5000 |  | 5000 |  | 5000 |  | 5000 |  | 5000 |  | 5000
0
| Dock Bar |  |  |  |  | 0 |  | 60300 |  | 48420 |  | 54387.5391 |  | 66000 |  | 48887 |  | 54153.44
| Concrete Roof Tile - EAGLE ROOFING, 4503 SIERRA MADRE / Sopra-G Base Ply |  | 4093 | sf |  | 0 |  | 60300 |  | 45920 | I | 54387.5391 |  | 66000 |  | 48887 |  | 54153.44
| VTR penetrations |  |  | ea |  | 0
0
| Additional Mobization |  |  |  |  | 0 |  |  |  | 2500
0
| Spa Pods |  |  |  |  | 0 |  | 92210 |  | 96730 |  | 83168.7393 |  | 99000 |  | 106933 |  | 144151.06
| Concrete Roof Tile - EAGLE ROOFING, 4503 SIERRA MADRE / Sopra-G Base Ply |  | 5292 | sf |  | 0 |  | 92210 |  | 94230 | I | 83168.7393 |  | 99000 |  | 106933 |  | 144151.06
| VTR penetrations |  |  | ea |  | 0
0
| Multiple Mobizations - assume 5 will be required |  |  |  |  | 0 |  |  |  | 2500
0
0
0
| SUBTOTAL Base Bid |  |  |  |  | 517703 |  | 2373035 |  | 2408140 |  | 2452703 |  | 2785105 |  | 2871503 |  | 1641163
| BOND RATE | [5 empty] | 0% |  | 0% |  | 0% |  | 0% |  | 0% |  | 0%
| BOND AMOUNT |  |  |  |  | 0 |  | 0 |  | 0 |  | 0 |  | 0 |  | 0 |  | 0
| ADJUSTED TOTAL |  |  |  |  | 517703 |  | 2373035 |  | 2408140 |  | 2452703 |  | 2785105 |  | 2871503 |  | 1641163
| Cost per SF |  |  |  |  | 5.8384 |  | 26.7619 |  | 27.1578 |  | 27.6604 |  | 31.4091 |  | 32.3834 |  | 18.5082
QUALIFICATIONS
EXCLUSIONS/OWNER PROVIDED ITEMS:
ALTERNATES:
PROPOSED VE (Provide Clear Description):
FULLY LOADED LABOR RATES
Laborer
Mechanic
Superintendent
Project Manager
SCHEDULE
Prepared shop drawings/submittals
Mobilization
Total duration to complete scope of work
Winner | [5 empty] | proposal |  | 1987300 |  | 2180370 |  | 1930000 |  | 2538000 |  | 2648733 |  | 1215795
Company
Contact | [5 empty] | allowance |  | 29650 |  | 29650 |  | 29650 |  | 29650 |  | 29650 |  | 29650
Phone | [5 empty] | plugs |  | 356085 |  |  |  | 299933 |  | 97335 |  |  |  | 202598
Email | [5 empty] | remove | [7 empty] | -73000
Base Bid | 2373035 |  |  |  |  | add |  |  |  | 10000
[6 empty] | total |  | 2373035 |  | 2220020 |  | 2259583 |  | 2591985 |  | 2678383 |  | 1448043
| Need Prequalification |  |  |  |  | total above |  | 2373035 |  | 2408140 |  | 2452703 |  | 2785105 |  | 2871503 |  | 1641163
| Prequalified |  |  |  |  | delta |  | 0 |  | 188120 |  | 193120 |  | 193120 |  | 193120 |  | 193120

## 07 81 Fireproofing
Hedrick Plug
[5 empty] | X | Excluded
[5 empty] | I | Included
| BACK TO SUMMARY SHEET |  |  |  |  | Sub Add/Deduct
Project: | Atlantic Fields Club Core / Dock Bar / Spa Pods / Water Features |  |  |  |  | Company | Fire Stop Systems
Trade: | Fire Proofing |  |  |  |  | Contact | Ryan Begani
CSI Code: | 07 81 00 |  |  |  |  | Phone | (407) 446-5295
Date: | [5 empty] | Email | rbegani@fireproofers.com
[6 empty] | Adjusted Bid | 343200 |  | 0 |  | 0 |  | 0 |  | 0 |  | 0
BID DOCUMENTS: |  | Plan/ Spec. Package | QTY | U/M | Unit Cost | Subtotal | Yes/No | Price | Yes/No | Price | Yes/No | Price | Yes/No | Price | Yes/No | Price | Yes/No | Price
GENERAL INCLUSIONS
INCLUDES ALL SALES TAX
ALL HOISTING & RIGGING REQUIRED TO COMPLETE THIS SCOPE
PROVIDE P&P BONDS
FLORIDA STATE CONTRACTORS LIC.
GENERAL LIABILITY AND WORKERS COMP. INSURANCE LIMITS
STATE AND LOCAL TAXES
SPECIFIC TRADE SCOPE OF WORK REQUIREMENTS
BASE BID
| Club Core | [6 empty] | 343200 |  | 0 |  | 0 |  | 0 |  | 0 |  | 0
| Intumescant Fire Coating - 2HR | [6 empty] | 308200
| 1/A4.13 - deck & steel - Cart Barn - bottom of deck & beam botoom |  | 5578 | sf |  | 0 | I | [11 empty] | 10K1 | 0" | 133 | LF | 0 |  | WSC-2 - 17.00 HSS10x6x5/8 | 2 | 17 | 16.4 | 557.6
| 1/A4.13 - deck & steel - Cart Barn - steel beam sides - assume all 20" beams |  | 32732 | sf |  | 0 | I | [11 empty] | 12K1 | 0" | 91 | LF | 0 |  | WSC-5 - 17.00 HSS12x8x5/8 | 2 | 17 | 21 | 714
| steel columns??? |  | 1907 | sf |  | 0 |  | 35000 | [10 empty] | 12K3 | 13' 4" | 73 | LF | 0 |  | WSC-6 - 17.00 HSS12x6x5/8 | 2 | 17 | 18.7 | 635.8
[6 empty] | 0 | [12 empty] | 16K3 - 13'-4" | 13' 4" | 16 | EA | 213.33 | LF |  |  |  |  | 1907.4
[6 empty] | 0 | [12 empty] | 16K4 | 0" | 81 | LF | 0
[6 empty] | 0 | [12 empty] | 18K4 | 0" | 312 | LF | 0
[6 empty] | 0 | [12 empty] | 20K06 | 0" | 376 | LF | 0
[6 empty] | 0 | [12 empty] | 22K10 | 0" | 379 | LF | 0
[6 empty] | 0 | [12 empty] | 24K09 | 0" | 109 | LF | 0
[6 empty] | 0 | [12 empty] | 30K07 | 49' 9" | 504 | LF | 0
[6 empty] | 0 | [12 empty] | 30K11 | 49' 9" | 705 | LF | 0
[6 empty] | 0 | [12 empty] | 30K11 - 49'-9" | 49' 9" | 23 | EA | 1144.25 | LF
[6 empty] | 0 | [12 empty] | HSS03X3X1/4 | 10' 5" | 151 | LF | 0
[6 empty] | 0 | [12 empty] | HSS04 1/2X4 1/2X1/4 | 10' 5" | 64 | LF | 0
[6 empty] | 0 | [12 empty] | HSS05X21/2X1/4 | 10' 5" | 526 | LF | 0
[6 empty] | 0 | [12 empty] | HSS06X4X1/4 | 10' 5" | 199 | LF | 0
[6 empty] | 0 | [12 empty] | HSS06X6X1/4 | 10' 5" | 276 | LF | 0
[6 empty] | 0 | [12 empty] | HSS06X8X1/4 | 10' 5" | 177 | LF | 0
[6 empty] | 0 | [12 empty] | HSS08X8X5/8 - 10'-5" | 10' 5" | 16 | EA | 166.67 | LF
[6 empty] | 0 | [12 empty] | HSS12X2X1/8- 14.67 | 0" | 2 | EA | 0
[6 empty] | 0 | [12 empty] | HSS12x8x3/8 | 10' 5" | 160 | LF | 0
[6 empty] | 0 | [12 empty] | HSS14X6X1/4 | 10' 5" | 35 | LF | 0
[6 empty] | 0 | [12 empty] | HSS14X6X5/16 | 10' 5" | 291 | LF | 0
[6 empty] | 0 | [12 empty] | HSS18X6X1/4 | 10' 5" | 385 | LF | 0
[6 empty] | 0 | [12 empty] | HSS18X6X3/8 | 10' 5" | 181 | LF | 0
[6 empty] | 0 | [12 empty] | L2X2X1/2 | 0" | 52 | LF | 0
[6 empty] | 0 | [12 empty] | L3X3X1/4 | 0" | 469 | LF | 0
[19 empty] | L4X4X1/4 | 0" | 2167 | LF | 0
| SUBTOTAL Base Bid |  |  |  |  | 0 |  | 343200 |  | 0 |  | 0 |  | 0 |  | 0 |  | 0 | L6X4X5/16 | 0" | 226 | LF | 0
| BOND RATE | [5 empty] | 0% |  | 0% |  | 0% |  | 0% |  | 0% |  | 0% |  | L8X4X1/4 | 0" | 111 | LF | 0
| BOND AMOUNT |  |  |  |  | 0 |  | 0 |  | 0 |  | 0 |  | 0 |  | 0 |  | 0 | Slab Depression - 02" | 0" | 144 | LF | 0
[19 empty] | Slab Depression - 07" | 0" | 53 | LF | 0
| ADJUSTED TOTAL |  |  |  |  | 0 |  | 343200 |  | 0 |  | 0 |  | 0 |  | 0 |  | 0 | Slab Depression - 12" | 0" | 27 | LF | 0
| Cost per SF |  |  |  |  | 0 |  | 3.8704 |  | 0 |  | 0 |  | 0 |  | 0 |  | 0 | W04X13 - 4 EA | 0" | 242 | LF | 0
[19 empty] | W06X12 | 0" | 207 | LF | 0
QUALIFICATIONS | [18 empty] | W06X12 - 4'-6" | 4' 6" | 44 | EA | 198 | LF
[19 empty] | W06X12 - 6'-10" | 6' 10" | 10 | EA | 68.33 | LF
[19 empty] | W06X12 - 6'-6" | 6' 6" | 66 | EA | 429 | LF
[19 empty] | W06X12 - 6'-8" | 6' 8" | 62 | EA | 413.33 | LF
EXCLUSIONS/OWNER PROVIDED ITEMS: | [18 empty] | W06X12 - 7'-0" | 7' 0" | 185 | EA | 1295 | LF
[19 empty] | W06X12 - 7'-6" | 7' 6" | 21 | EA | 157.5 | LF
[19 empty] | W06X12 - 9'-8" | 9' 8" | 11 | EA | 106.33 | LF
[19 empty] | W06X15 - 6'-6" | 6' 6" | 32 | EA | 208 | LF
ALTERNATES: | [18 empty] | W06X15 - 8'-4" | 8' 4" | 35 | EA | 291.67 | LF
[19 empty] | W06X20 | 0" | 263 | LF | 0
[19 empty] | W06X25 | 0" | 279 | LF | 0
[19 empty] | W06X31 | 0" | 26 | LF | 0
PROPOSED VE (Provide Clear Description): | [18 empty] | W08X10 | 0" | 244 | LF | 0
[19 empty] | W08X13 | 0" | 246 | LF | 0
[19 empty] | W08X15 | 0" | 57 | LF | 0
[19 empty] | W08X18 | 0" | 38 | LF | 0
FULLY LOADED LABOR RATES | [18 empty] | W08X24 | 9' 8" | 288 | LF | 0
| Laborer | [17 empty] | W08X24 - 9'-8" | 9' 8" | 16 | EA | 154.67 | LF
| Mechanic | [17 empty] | W08X31 | 0" | 47 | LF | 0
| Superintendent | [17 empty] | W08X40 | 0" | 164 | LF | 0
| Project Manager | [17 empty] | W08X48 | 0" | 18 | LF | 0
[19 empty] | W08X67 | 0" | 1086 | LF | 0
SCHEDULE | [18 empty] | W10X15 | 0" | 508 | LF | 0
| Prepared shop drawings/submittals | [17 empty] | W10X54 - 13'-3" | 13' 3" | 7 | EA | 92.75 | LF
| Mobilization | [17 empty] | W12X16 | 0" | 348 | LF | 0
| Total duration to complete scope of work | [17 empty] | W12X22 | 0" | 521 | LF | 0
[19 empty] | W12X26 | 0" | 802 | LF | 0
Winner | [18 empty] | W12X30 | 0" | 396 | LF | 0
Company | [18 empty] | W12X35 | 0" | 956 | LF | 0
Contact | [18 empty] | W12X45 | 0" | 71 | LF | 0
Phone | [18 empty] | W12X50 | 0" | 272 | LF | 0
Email | [18 empty] | W12X65 | 0" | 250 | LF | 0
Base Bid | 343200 | [17 empty] | W14X22 | 0" | 449 | LF | 0
[19 empty] | W14X26 | 0" | 74 | LF | 0
| Need Prequalification | [17 empty] | W16X26 | 0" | 661 | LF | 0
| Prequalified | [17 empty] | W16X31 | 0" | 2277 | LF | 0
[19 empty] | W16X36 | 0" | 74 | LF | 0
[19 empty] | W16X40 | 0" | 72 | LF | 0
[19 empty] | W16X45 | 0" | 34 | LF | 0
[19 empty] | W18X35 | 0" | 608 | LF | 0
[19 empty] | W18X40 | 0" | 689 | LF | 0
[19 empty] | W18X46 | 0" | 50 | LF | 0
[19 empty] | W18X60 | 0" | 224 | LF | 0
[19 empty] | W18X65 | 0" | 26 | LF | 0
[19 empty] | W18X86 | 0" | 305 | LF | 0
[19 empty] | W21X101 | 0" | 57 | LF | 0
[19 empty] | W21X101 | 0" | 26 | LF | 0
[19 empty] | W21X44 | 0" | 550 | LF | 0
[19 empty] | W21X48 | 0" | 72 | LF | 0
[19 empty] | W21X50 | 0" | 1581 | LF | 0
[19 empty] | W21X55 | 0" | 30 | LF | 0
[19 empty] | W21X62 | 0" | 77 | LF | 0
[19 empty] | W21X73 | 0" | 29 | LF | 0
[19 empty] | W21X83 | 0" | 30 | LF | 0
[19 empty] | W24X104 | 0" | 141 | LF | 0
[19 empty] | W24X48 | 0" | 47 | LF | 0
[19 empty] | W24X55 | 0" | 502 | LF | 0
[19 empty] | W24X62 | 0" | 119 | LF | 0
[19 empty] | W24X76 | 0" | 127 | LF | 0
[19 empty] | W27X94 | 0" | 89 | LF | 0
[19 empty] | W30X90 | 0" | 24 | LF | 0
[19 empty] | W36X135 | 0" | 34 | LF | 0
[19 empty] | W36X160 | 0" | 34 | LF | 0
4938.83
9877.66

## 08 10 DFH
Hedrick Plug
[5 empty] | X | Excluded
[5 empty] | I | Included
| BACK TO SUMMARY SHEET |  |  |  |  | Sub Add/Deduct
Project: | Atlantic Fields Club Core / Dock Bar / Spa Pods / Water Features |  |  |  |  | Company | Atlantic Doors & Hard
Trade: | Doors, Frames & Hardware |  |  |  |  | Contact
CSI Code: | 08 10 00 |  |  |  |  | Phone
Date: | [5 empty] | Email
[6 empty] | Adjusted Bid | 711746 |  | 0 |  | 0 |  | 0 |  | 0 |  | 0
BID DOCUMENTS: |  | Plan/ Spec. Package | QTY | U/M | Unit Cost | Subtotal | Yes/No | Price | Yes/No | Price | Yes/No | Price | Yes/No | Price | Yes/No | Price | Yes/No | Price
GENERAL INCLUSIONS
INCLUDES ALL SALES TAX
ALL HOISTING & RIGGING REQUIRED TO COMPLETE THIS SCOPE
PROVIDE P&P BONDS
FLORIDA STATE CONTRACTORS LIC.
GENERAL LIABILITY AND WORKERS COMP. INSURANCE LIMITS
STATE AND LOCAL TAXES
SPECIFIC TRADE SCOPE OF WORK REQUIREMENTS
BASE BID
| Club Core |  |  |  |  | 0 |  | 555850 |  | 0 |  | 0 |  | 0 |  | 0 |  | 0
| HM Doos & Frames | [6 empty] | 93500
| HM Frames - Interior |  |  |  |  | 0
| IN-10 Flush HM - 3-0x8-0 | 2 | 38 | ea | 600 | 22800
| IN-10 Flush HM - 3-0x8-0 2HR | 2 | 3 | ea | 650 | 1950
| IN-11 Flush HM - 6-0x8-0 | 56 | 6 | ea | 650 | 3900
| HM Frames - Exterior |  |  |  |  | 0
| EX-01 HM Door - 3-0x9-0 | 5 | 5 | ea | 650 | 3250
| EX-01 HM Door - 3-0x9-0 2HR | 1 | 8 | ea | 650 | 5200
| EX-02 HM Door - 6-0x9-0 2HR | 4 | 2 | ea | 750 | 1500
| HM Doors - Interior |  |  |  |  | 0
| IN-10 Flush HM - 3-0x8-0 | 2 | 38 | ea | 1000 | 38000
| IN-10 Flush HM - 3-0x8-0 2HR | 2 | 3 | ea | 1050 | 3150
| IN-11 Flush HM - 6-0x8-0 x 2 for pair 3-0 x 8-0 | 56 | 12 | ea | 1050 | 12600
| HM Doors - Exterior | 1 |  |  |  | 0
| IN-10 Flush HM - 3-0x8-0 | 17 | 5 | ea | 1200 | 6000
| IN-10 Flush HM - 3-0x8-0 2HR | 1 | 8 | ea | 1250 | 10000
| IN-11 Flush HM - 6-0x8-0 x 2 for pair 3-0 x 8-0 | 2 | 4 | ea | 1250 | 5000
0
| WD Doors / Knock-Down Frames - all paint grade |  |  |  |  | 0
Frame details - A0.54, A0.54A
| wood doors | [6 empty] | 118000
| wood frames | [6 empty] | 80000
|  |  | 2 | ea | 650 | 1300 | [12 empty] | 12 | IN-01 Flush Wood - 2-4x8-0 | 2 | EA
| IN-01 Flush Wood - 2-8x8-0 |  | 2 | ea | 650 | 1300 | [12 empty] | 11 | IN-01 Flush Wood - 2-8x8-0 | 2 | EA
| IN-01 Flush Wood - 3-0x8-0 |  | 26 | ea | 650 | 16900 | [12 empty] | 9 | IN-01 Flush Wood - 3-0x8-0 | 26 | EA
| IN-01 Flush Wood - 3-0x8-0 2HR |  | 3 | ea | 700 | 2100 | [12 empty] | 33 | IN-01 Flush Wood - 3-0x8-0 2HR | 3 | EA
| IN-02 Flush Wood - 3-0x8-0 - 3 Vis Panel W/ WD Rails |  | 1 | ea | 800 | 800 | [12 empty] | 21 | IN-02 Flush Wood - 3-0x8-0 - 3 Vis Panel W/ WD Rails | 1 | EA
| IN-07 Plank Wood - 2-6x8-0 WD Frame |  | 2 | ea | 1000 | 2000 | [12 empty] | 23 | IN-07 Plank Wood - 2-6x8-0 WD Frame | 2 | EA
| IN-07 Plank Wood - 2-8x8-0 WD Frame |  | 3 | ea | 1000 | 3000 | [12 empty] | 14 | IN-07 Plank Wood - 2-8x8-0 WD Frame | 3 | EA
| IN-07 Plank Wood - 3-0x8-0 WD Frame |  | 65 | ea | 1000 | 65000 | [12 empty] | 13 | IN-07 Plank Wood - 3-0x8-0 WD Frame | 65 | EA
| IN-07 Plank Wood - 3-0x8-0 WD Frame 1HR |  | 2 | ea | 1100 | 2200 | [12 empty] | 36 | IN-07 Plank Wood - 3-0x8-0 WD Frame 1HR | 2 | EA
| IN-08 Solid Wood FRM- 3-0x8-0 Flutted Glass WD Frame |  | 5 | ea | 2000 | 10000 | [12 empty] | 15 | IN-08 Solid Wood FRM- 3-0x8-0 Flutted Glass WD Frame | 5 | EA
| IN-08 Solid Wood FRM- 3-6x8-0 Flutted Glass WD Frame |  | 2 | ea | 2000 | 4000 | [12 empty] | 16 | IN-08 Solid Wood FRM- 3-6x8-0 Flutted Glass WD Frame | 2 | EA
| Stainless Frames |  |  |  |  | 0
| IN-05 SS Metal - 3-0x8-0 |  | 4 | ea | 4100 | 16400 |  | 16400
| Stainless Doors - Eliason Traffic Doors |  |  |  |  | 0 |  | 0
| IN-05 SS Metal - 3-0x8-0 |  | 4 | ea | 2800 | 11200 |  | 11200
| IN-06 SS Metal - 3-0x8-0 Sliding |  | 1 | ea | 2800 | 2800 |  | 2800
0
| Hardware Groups |  | 182 | ea | 750 | 136500 |  | 136500
| 1 |  | 1 | ea |  | 0 | [13 empty] | 1 | 1 | EA
| 3 |  | 1 | ea |  | 0 | [13 empty] | 3 | 1 | EA
| 4 |  | 2 | ea |  | 0 | [13 empty] | 4 | 2 | EA
| 5 |  | 1 | ea |  | 0 | [13 empty] | 5 | 1 | EA
| 10 |  | 1 | ea |  | 0 | [13 empty] | 10 | 1 | EA
| 11A |  | 3 | ea |  | 0 | [13 empty] | 11A | 3 | EA
| 12 |  | 2 | ea |  | 0 | [13 empty] | 12 | 2 | EA
| 14 |  | 1 | ea |  | 0 | [13 empty] | 14 | 1 | EA
| 14A |  | 1 | ea |  | 0 | [13 empty] | 14A | 1 | EA
| 14B |  | 1 | ea |  | 0 | [13 empty] | 14B | 1 | EA
| 15 |  | 2 | ea |  | 0 | [13 empty] | 15 | 2 | EA
| 17 |  | 1 | ea |  | 0 | [13 empty] | 17 | 1 | EA
| 18 |  | 1 | ea |  | 0 | [13 empty] | 18 | 1 | EA
| 19A |  | 1 | ea |  | 0 | [13 empty] | 19A | 1 | EA
| 20 |  | 1 | ea |  | 0 | [13 empty] | 20 | 1 | EA
| 22 |  | 4 | ea |  | 0 | [13 empty] | 22 | 4 | EA
| 23 |  | 2 | ea |  | 0 | [13 empty] | 23 | 2 | EA
| 24 |  | 1 | ea |  | 0 | [13 empty] | 24 | 1 | EA
| 25 |  | 2 | ea |  | 0 | [13 empty] | 25 | 2 | EA
| 27 |  | 1 | ea |  | 0 | [13 empty] | 27 | 1 | EA
| 29 |  | 2 | ea |  | 0 | [13 empty] | 29 | 2 | EA
| 30 |  | 1 | ea |  | 0 | [13 empty] | 30 | 1 | EA
| 31 |  | 8 | ea |  | 0 | [13 empty] | 31 | 8 | EA
| 32 |  | 11 | ea |  | 0 | [13 empty] | 32 | 11 | EA
| 33 |  | 5 | ea |  | 0 | [13 empty] | 33 | 5 | EA
| 35 |  | 2 | ea |  | 0 | [13 empty] | 35 | 2 | EA
| 36 |  | 1 | ea |  | 0 | [13 empty] | 36 | 1 | EA
| 37 |  | 5 | ea |  | 0 | [13 empty] | 37 | 5 | EA
| 37A |  | 1 | ea |  | 0 | [13 empty] | 37A | 1 | EA
| 38 |  | 2 | ea |  | 0 | [13 empty] | 38 | 2 | EA
| 39 |  | 2 | ea |  | 0 | [13 empty] | 39 | 2 | EA
| 39A |  | 3 | ea |  | 0 | [13 empty] | 39A | 3 | EA
| 39B |  | 2 | ea |  | 0 | [13 empty] | 39B | 2 | EA
| 40 |  | 6 | ea |  | 0 | [13 empty] | 40 | 6 | EA
| 41 |  | 1 | ea |  | 0 | [13 empty] | 41 | 1 | EA
| 42 |  | 3 | ea |  | 0 | [13 empty] | 42 | 3 | EA
| 44 |  | 3 | ea |  | 0 | [13 empty] | 44 | 3 | EA
| 45 |  | 1 | ea |  | 0 | [13 empty] | 45 | 1 | EA
| 46 |  | 1 | ea |  | 0 | [13 empty] | 46 | 1 | EA
| 48 |  | 7 | ea |  | 0 | [13 empty] | 48 | 7 | EA
| 48A |  | 1 | ea |  | 0 | [13 empty] | 48A | 1 | EA
| 51 |  | 2 | ea |  | 0 | [13 empty] | 51 | 2 | EA
| 53 |  | 5 | ea |  | 0 | [13 empty] | 53 | 5 | EA
| 54 |  | 2 | ea |  | 0 | [13 empty] | 54 | 2 | EA
| 55 |  | 5 | ea |  | 0 | [13 empty] | 55 | 5 | EA
| 56 |  | 2 | ea |  | 0 | [13 empty] | 56 | 2 | EA
| 56A |  | 1 | ea |  | 0 | [13 empty] | 56A | 1 | EA
| 57 |  | 3 | ea |  | 0 | [13 empty] | 57 | 3 | EA
| 57A |  | 1 | ea |  | 0 | [13 empty] | 57A | 1 | EA
| 58A |  | 1 | ea |  | 0 | [13 empty] | 58A | 1 | EA
| 59 |  | 4 | ea |  | 0 | [13 empty] | 59 | 4 | EA
| 60 |  | 3 | ea |  | 0 | [13 empty] | 60 | 3 | EA
| 61 |  | 1 | ea |  | 0 | [13 empty] | 61 | 1 | EA
| 62 |  | 3 | ea |  | 0 | [13 empty] | 62 | 3 | EA
| 63 |  | 2 | ea |  | 0 | [13 empty] | 63 | 2 | EA
| 64 |  | 2 | ea |  | 0 | [13 empty] | 64 | 2 | EA
| 65 |  | 1 | ea |  | 0 | [13 empty] | 65 | 1 | EA
| 65A |  | 1 | ea |  | 0 | [13 empty] | 65A | 1 | EA
| 66 |  | 4 | ea |  | 0 | [13 empty] | 66 | 4 | EA
| 67 |  | 1 | ea |  | 0 | [13 empty] | 67 | 1 | EA
| 68 |  | 7 | ea |  | 0 | [13 empty] | 68 | 7 | EA
| 69 |  | 8 | ea |  | 0 | [13 empty] | 69 | 8 | EA
| 69A |  | 4 | ea |  | 0 | [13 empty] | 69A | 4 | EA
| 69B |  | 1 | ea |  | 0 | [13 empty] | 69B | 1 | EA
| 69C |  | 9 | ea |  | 0 | [13 empty] | 69C | 9 | EA
| 70 |  | 11 | ea |  | 0 | [13 empty] | 70 | 11 | EA
0
| Installation DFH |  |  |  |  | 0
| HM Doors |  | 70 | ea | 500 | 35000 |  | 35000
| Wood Doors / KD Frames |  | 113 | ea | 650 | 73450 |  | 73450
| Stainless Doors & Frames |  | 5 | ea | 500 | 2500 |  | 2500
0
| Grout ext HM door frames |  | 15 | ea | 500 | 7500 |  | 7500
0
| Fitness - Juice Bar - White Powder Coated Metal Door |  | 1 | ls | 2500 | 2500 |  | 2500
0
0
Allowance | RFI Response: - A0.35 and A2.01 / Door schedule mentions 5 interior doors and 1 exterior door. There looks to be two doors across from each other adjacent to the walk path leading into the dock bar patio on A2.01. Could you identify these doors? THESE ARE TO BE CUSTOM SWINGING ENTRANCE WHEN BUGSCREEN ARE DOWN IN THE CLOSED POSIITON TO ALLOW FOR CIRCULATION. NO SPECIFIC DOOR TYPE HAS BEEN ALLOCATED OR SPECIFIED BECAUSE ITEM WILL BE A CUSTOM ADDITION. PLEASE HOLD AN ALLOWANCE OF $10,000 PER DOOR. |  | 6 | ea | 10000 | 60000 |  | 60000
0
Allowance | Conflicts between Arch & ID drawings |  | 1 | ls | 10000 | 10000 |  | 10000
0
| Dock Bar |  |  |  |  | 0 |  | 19950 |  | 0 |  | 0 |  | 0 |  | 0 |  | 0
| Wood Doors |  |  |  |  | 0
| EX-01 Plank WD - 3-0x9-0 |  | 1 | ea | 1200 | 1200 |  | 1200
| EX-01 Plank WD - 3-0x8-0 |  | 5 | ea | 1200 | 6000 |  | 6000
| EX-01 Plank WD - 2-8x8-0 |  | 1 | ea | 1200 | 1200 |  | 1200
0
| Hardware |  | 7 | ea | 1000 | 7000 |  | 7000
| Set 66 |  | 1 | ea |  | 0
| Set 66A |  | 1 | ea |  | 0
| Set 69 |  | 4 | ea |  | 0
| Set 72 |  | 1 | ea |  | 0
0
| Installation DFH |  |  |  |  | 0
| Wood Doors |  | 7 | ea | 650 | 4550 |  | 4550
0
| Spa Pods |  |  |  |  | 0 |  | 135946 |  | 0 |  | 0 |  | 0 |  | 0 |  | 0
| Wood Doors |  |  |  |  | 0
| EX-01 Flush WD - 3-0x9-0 |  | 7 | ea | 800 | 5600 |  | 5600
| IN-01 Plank Wood - 3-0x8-0 Concealed |  | 5 | ea | 1500 | 7500 |  | 7500
| IN-02 Flush Wood - 3-0x8-0 Pocket |  | 5 | ea | 1500 | 7500 |  | 7500
| IN-03 Flush Wood - 3-0x8-0 |  | 1 | ea | 650 | 650 |  | 650
0
allowance | Aluminum - Custom Engineered - Stacked Panel Shutter - no details |  |  |  |  | 84996 |  | 84996
| EX-3 Alum Shutter Stacked Panel - 08-07x9-0 |  | 77.04 | sf | 300 | 23112
| EX-3 Alum Shutter Stacked Panel - 09-00x9-0 |  | 81 | sf | 300 | 24300
| EX-3 Alum Shutter Stacked Panel - 13-11x9-0 |  | 125.28 | sf | 300 | 37584
0
| Hardware |  | 18 | ea | 1000 | 18000 |  | 18000
| Set 73 |  | 5 | ea
| Set 75 |  | 6 | ea
| Set 76 |  | 5 | ea
| Set 79 |  | 2 | ea
0
| Installation DFH |  | 18 | ea | 650 | 11700 |  | 11700
0
0
| SUBTOTAL Base Bid |  |  |  |  | 820692 |  | 711746 |  | 0 |  | 0 |  | 0 |  | 0 |  | 0
| BOND RATE | [5 empty] | 0% |  | 0% |  | 0% |  | 0% |  | 0% |  | 0%
| BOND AMOUNT |  |  |  |  | 0 |  | 0 |  | 0 |  | 0 |  | 0 |  | 0 |  | 0
| ADJUSTED TOTAL |  |  |  |  | 820692 |  | 711746 |  | 0 |  | 0 |  | 0 |  | 0 |  | 0
| Cost per SF |  |  |  |  | 9.2554 |  | 8.0267 |  | 0 |  | 0 |  | 0 |  | 0 |  | 0
QUALIFICATIONS
EXCLUSIONS/OWNER PROVIDED ITEMS:
ALTERNATES:
PROPOSED VE (Provide Clear Description):
FULLY LOADED LABOR RATES
Laborer
Mechanic
Superintendent
Project Manager
SCHEDULE
Prepared shop drawings/submittals
Mobilization
Total duration to complete scope of work
Winner
Company
Contact
Phone
Email
Base Bid | 711746
Need Prequalification
Prequalified

## 08 30 Retractable Screens (hidden)
Hedrick Plug
Excluded
| BACK TO SUMMARY SHEET |  |  |  |  | Included | Bidder 1 |  | Bidder 2 |  | Bidder 3 |  | Bidder 4 |  | Bidder5 |  | Bidder6
Project: | Atlantic Fields Club Core / Dock Bar / Spa Pods / Water Features |  |  |  |  | Company
Trade: | Retractable Screens |  |  |  |  | Contact
CSI Code: | 08 30 |  |  |  |  | Phone
Date: | [5 empty] | Email
Adjusted Bid | [5 empty] | Adjusted Bid
BID DOCUMENTS: |  | Plan/ Spec. Package | QTY | U/M | Unit Cost | Subtotal | Yes/No | Price | Yes/No | Price | Yes/No | Price | Yes/No | Price | Yes/No | Price | Yes/No | Price
Plans By Division
| #REF! | P
| #REF! | P
| #REF! | P
| #REF! | P
| #REF! | P
| #REF! | P
| #REF! | P
| #REF! | P
| #REF! | P
Retractable Screens
GENERAL INCLUSIONS
INCLUDES ALL SALES TAX
ALL HOISTING & RIGGING REQUIRED TO COMPLETE THIS SCOPE
PROVIDE P&P BONDS
FLORIDA STATE CONTRACTORS LIC.
GENERAL LIABILITY AND WORKERS COMP. INSURANCE LIMITS
STATE AND LOCAL TAXES
SPECIFIC TRADE SCOPE OF WORK REQUIREMENTS
BASE BID
[5 empty] | SUBTOTAL |  |  | 0 |  | 0 |  | 0 |  | 0 |  | 0 |  | 0
[5 empty] | BOND RATE |  | 0% | [7 empty] | 0% |  | 0%
[5 empty] | BOND AMOUNT |  |  | 0 |  | 0 |  | 0 |  | 0 |  | 0 |  | 0
[5 empty] | ADJUSTED TOTAL |  |  | 0 |  | 0 |  | 0 |  | 0 |  | 0 |  | 0
[5 empty] | Cost per SF |  |  | 0 |  | 0 |  | 0 |  | 0 |  | 0 |  | 0
[5 empty] | Cost per Unit |  |  | #DIV/0! |  | #DIV/0! |  | #DIV/0! |  | #DIV/0! |  | #DIV/0! |  | #DIV/0!
QUALIFICATIONS
EXCLUSIONS/OWNER PROVIDED ITEMS:
ALTERNATES:
PROPOSED VE (Provide Clear Description):
FULLY LOADED LABOR RATES
Laborer
Mechanic
Superintendent
Project Manager
SCHEDULE
Prepared shop drawings/submittals
Mobilization
Total duration to complete scope of work
Winner
Company
Contact
Phone
Email
Base Bid
Need Prequalification
Prequalified

## 08 11 Insect Screens
Hedrick Plug
[5 empty] | X | Excluded
[5 empty] | I | Included
| BACK TO SUMMARY SHEET |  |  |  |  | Sub Add/Deduct
Project: | Atlantic Fields Club Core / Dock Bar / Spa Pods / Water Features |  |  |  |  | Company | Shades by Design |  | American Screen Sol
Trade: | Roll-Up Insect Screens |  |  |  |  | Contact | Gil Breef |  | Jorge Paulino
CSI Code: | 08 11 00 |  |  |  |  | Phone | (646) 533-0442 |  | (561) 721-1800
Date: | [5 empty] | Email | gil@shadesbydesign.com |  | sales@americanscreensolutions.com
[6 empty] | Adjusted Bid | 362004.1335 |  | 315738 |  | 0 |  | 0 |  | 0 |  | 0
BID DOCUMENTS: |  | Plan/ Spec. Package | QTY | U/M | Unit Cost | Subtotal | Yes/No | Price | Yes/No | Price | Yes/No | Price | Yes/No | Price | Yes/No | Price | Yes/No | Price
GENERAL INCLUSIONS
INCLUDES ALL SALES TAX
ALL HOISTING & RIGGING REQUIRED TO COMPLETE THIS SCOPE
PROVIDE P&P BONDS
FLORIDA STATE CONTRACTORS LIC.
GENERAL LIABILITY AND WORKERS COMP. INSURANCE LIMITS
STATE AND LOCAL TAXES
SPECIFIC TRADE SCOPE OF WORK REQUIREMENTS
BASE BID
| ALL EXTERIOR INSECT SCREEN TO BE PROGRESSIVE MAGNA TRACK SYSTEMS WITH PROGRESSIVE SCREENS | [6 empty] | Magna |  | Phantom
| Club Core |  |  |  |  | 0 |  | 260965.481 |  | 237857 |  | 0 |  | 0 |  | 0 |  | 0
| Retractable Insect Screen System |  |  |  |  | 0
| Dining |  |  |  |  | 0
| Level 1 - Outdoor Dining |  |  |  |  | 0 |  | 65018 |  | 81192
| 1/A4.00 to 18'-6" |  | 3563.42 | sf |  | 0
| Sections |  | 11 | ea |  | 0
| Level 1 - Private Dining |  |  |  |  | 0
| 1/A4.00 to 18'-6" |  | 909.58 | sf | 20 | 18192 |  | 18192 | I
| Sections |  | 3 | ea |  | 0
| Level 2 - Exterior Lounge Terrace |  |  |  |  | 0 |  | 39841.2 |  | 37091
| 1/A4.00 to 12'-5" |  | 531 | sf |  | 0
| Sections |  | 3 | ea |  | 0
| 1/A4.00 to 10'-3" planter stop |  | 732 | sf |  | 0
| Sections |  | 3 | ea |  | 0
| Fitness |  |  |  |  | 0
| Level 1 - Terrace |  |  |  |  | 0 |  | 62462.8 |  | 61079
| 1/A4.07 to 15'-4" |  | 2868 | sf |  | 0
| Sections |  | 9 | ea |  | 0
| Wellness |  |  |  |  | 0
| Level 1 - Exterior Patio |  |  |  |  | 0 |  | 50755.2 |  | 48430
| 1/A4.09 to 12'-0" |  | 1530 | sf |  | 0
| Sections |  | 9 | ea |  | 0
0
| tax |  |  |  |  | 0 |  | 14631.281
0
| misc framing/blocking for screen head support |  | 671 | lf | 15 | 10065 |  | 10065 |  | 10065
0
| Dock Bar |  |  |  |  | 0 |  | 61218.1379 |  | 41309 |  | 0 |  | 0 |  | 0 |  | 0
| Retractable Insect Screen System |  |  |  |  | 0 |  | 52619.6 |  | 35969
| 2/A4.00 - to 11'-4" |  | 2420 | sf |  | 0
| Sections |  | 9 | ea |  | 0
|  |  | 213.5922 | sf
| tax | [6 empty] | 3258.5379
0
| misc framing/blocking for screen head support |  | 213.5922 | lf | 25 | 5340 |  | 5340 |  | 5340
0
| Spa Pods |  |  |  |  | 0 |  | 39820.5146 |  | 36572 |  | 0 |  | 0 |  | 0 |  | 0
| Treatement Pavilion - to 9'-6" - 2 sections |  | 201.87 | sf | 40 | 8075 |  | 8497.6 |  | 7945
| Treatement Pavilion ADA - to 9'-6" - 1 section |  | 163.08 | sf | 40 | 6523 |  | 5152.4 |  | 6523
| Treatement Pavilion Double - to 9'-6" - 1 section |  | 166.25 | sf | 40 | 6650 |  | 5152.4 |  | 4618
| Treatement Pavilion Single Treatment - to 9'-6" - 1 section |  | 101.33 | sf | 40 | 4053 |  | 4398 |  | 3614
| Meditation Pavilion - to 9'-6" - 3 sections |  | 300.84 | sf | 40 | 12034 |  | 11985.2 |  | 11416
|  |  | 98.2495 | lf |  | 0
| tax |  |  |  |  | 0 |  | 2178.9146 | [10 empty] | 0.061926
0
| misc framing/blocking for screen head support |  | 98.2495 | lf | 25 | 2456 |  | 2456 |  | 2456
0
| SUBTOTAL Base Bid |  |  |  |  | 73388 |  | 362004.1335 |  | 315738 |  | 0 |  | 0 |  | 0 |  | 0
| BOND RATE | [5 empty] | 0% |  | 0% |  | 0% |  | 0% |  | 0% |  | 0%
| BOND AMOUNT |  |  |  |  | 0 |  | 0 |  | 0 |  | 0 |  | 0 |  | 0 |  | 0
| ADJUSTED TOTAL |  |  |  |  | 73388 |  | 362004.1335 |  | 315738 |  | 0 |  | 0 |  | 0 |  | 0
| Cost per SF |  |  |  |  | 0.82763 |  | 4.0825 |  | 3.5607 |  | 0 |  | 0 |  | 0 |  | 0
QUALIFICATIONS
EXCLUSIONS/OWNER PROVIDED ITEMS:
ALTERNATES:
PROPOSED VE (Provide Clear Description):
FULLY LOADED LABOR RATES
Laborer
Mechanic
Superintendent
Project Manager
SCHEDULE
Prepared shop drawings/submittals
Mobilization
Total duration to complete scope of work
Winner | American Screen Sol
Company
Contact
Phone
Email
Base Bid | 362004.1335
Need Prequalification
Prequalified

## 08 33 OH Coiling Doors
Hedrick Plug
[5 empty] | X | Excluded
[5 empty] | I | Included
| BACK TO SUMMARY SHEET |  |  |  |  | Sub Add/Deduct
Project: | Atlantic Fields Club Core / Dock Bar / Spa Pods / Water Features |  |  |  |  | Company | D&D Garage Door |  | Allied Door |  | Door Stsyems of SF |  | Overhead Door of TC |  | Crawford Garage Door |  | Best Rolling Doors
Trade: | Overhead Coiling Doors |  |  |  |  | Contact | Abraham Bogady |  | John Buckley |  | Erin Novy |  | Dan Regan |  | Sean Serafin |  | Doug Clavelo
( | 08 33 00 |  |  |  |  | Phone | (813) 245-3102 |  | 321-508-2243 |  | (954) 935-7000 |  | (561) 284-5643 |  | 561-844-6436 |  | 305-821-6607
Date: | [5 empty] | Email | ABogady@danddgaragedoors.com |  | jbuckley@allieddoors.com |  | enovy@overheaddoorgc.com |  | dregan@overheaddoortc.com |  | info@crawfordgaragedoors.net |  | doug@bestrollingdoors.com
[6 empty] | Adjusted Bid | 20237.39 |  | 25009 |  | 28500 |  | 32940 |  | 13534 |  | 15500
BID DOCUMENTS: |  | Plan/ Spec. Package | QTY | U/M | Unit Cost | Subtotal | Yes/No | Price | Yes/No | Price | Yes/No | Price | Yes/No | Price | Yes/No | Price | Yes/No | Price
GENERAL INCLUSIONS
INCLUDES ALL SALES TAX
ALL HOISTING & RIGGING REQUIRED TO COMPLETE THIS SCOPE
PROVIDE P&P BONDS
FLORIDA STATE CONTRACTORS LIC.
GENERAL LIABILITY AND WORKERS COMP. INSURANCE LIMITS
STATE AND LOCAL TAXES
SPECIFIC TRADE SCOPE OF WORK REQUIREMENTS
BASE BID
[16 empty] | NOT SPEC |  | NOT SPEC
| Club Core | [6 empty] | 20237.39 |  | 25009 |  | 28500 |  | 32940 |  | 13534 |  | 15500
| W-001.2 - EXTERIOR - 16-0 X 9-0 - basis of design - STORMTITE AP 627 |  | 1 | ea |  | 0 |  | 20237.39 |  | 22309 |  | 28500 |  | 20323 |  | 10915 |  | 15500
| steel, insulated, mororized |  |  |  |  | 0 | I |  | I |  | I |  | I |  | I |  | X
| factory finish |  |  |  |  | 0 | I |  | X |  |  |  | I |  | I |  | I
| D-011.1 - INTERIOR - 9-0 X 8-0 |  | 1 | ea | 2700 | 2700 | I |  |  | 2700 | I |  |  | 12617 |  | 2619 | I
| steel, manual - no spec |  |  |  |  | 0 | I |  | I |  | I |  | I |  | I |  | I
0
0
0
0
0
| Dock Bar - NA |  |  |  |  | 0
0
0
0
0
| Spa Pods - NA |  |  |  |  | 0
0
0
0
0
0
0
0
0
0
0
0
0
| SUBTOTAL Base Bid |  |  |  |  | 2700 |  | 20237.39 |  | 25009 |  | 28500 |  | 32940 |  | 13534 |  | 15500
| BOND RATE | [5 empty] | 0% |  | 0% |  | 0% |  | 0% |  | 0% |  | 0%
| BOND AMOUNT |  |  |  |  | 0 |  | 0 |  | 0 |  | 0 |  | 0 |  | 0 |  | 0
| ADJUSTED TOTAL |  |  |  |  | 2700 |  | 20237.39 |  | 25009 |  | 28500 |  | 32940 |  | 13534 |  | 15500
| Cost per SF |  |  |  |  | 0.030449 |  | 0.22823 |  | 0.28204 |  | 0.32141 |  | 0.37148 |  | 0.15263 |  | 0.1748
QUALIFICATIONS
EXCLUSIONS/OWNER PROVIDED ITEMS:
ALTERNATES:
PROPOSED VE (Provide Clear Description):
FULLY LOADED LABOR RATES
Laborer
Mechanic
Superintendent
Project Manager
SCHEDULE
Prepared shop drawings/submittals
Mobilization
Total duration to complete scope of work
Winner
Company
Contact
Phone
Email
Base Bid | 20237.39
Need Prequalification
Prequalified

## 08 50 Storefront
Hedrick Plug
[5 empty] | X | Excluded
[5 empty] | I | Included
| BACK TO SUMMARY SHEET |  |  |  |  | Sub Add/Deduct | [6 empty] | INCOMPLETE NUMBER |  |  |  | NOT PER SPEC
Project: | Atlantic Fields Club Core / Dock Bar / Spa Pods / Water Features |  |  |  |  | Company | Ready Window |  | A Christian Glass |  | Performance Glass |  | MTM Glass Concepts |  |  |  | Crawford Tracey
Trade: | Storefront / Glass |  |  |  |  | Contact | Alejandra Ramirez |  | Jake Dable |  | Barry Liebman |  | Edgar Alfred |  |  |  | Diana Cortes
CSI Code: | 08 50 00 |  |  |  |  | Phone | (305) 269-3999 |  | (561) 866-2122 |  | (917) 455-1197 |  | (786) 899-2839 |  |  |  | (954) 246.1888
Date: | [5 empty] | Email | aramirez@readywindow.com |  | jake@a-christianglass.com |  | BLiebman@pgaglass.com |  | Edgar@mtmglassconcepts.com |  |  |  | dianac@crawfordtracey.com
[6 empty] | Adjusted Bid | 2575167.04 |  | 2667891 |  | 2666346 |  | 2527284.15 |  | 0 |  | 2176886
BID DOCUMENTS: |  | Plan/ Spec. Package | QTY | U/M | Unit Cost | Subtotal | Yes/No | Price | Yes/No | Price | Yes/No | Price | Yes/No | Price | Yes/No | Price | Yes/No | Price | Quant | W | H | SF | LF Sills | LF Bucks | LF total | SF total
GENERAL INCLUSIONS
INCLUDES ALL SALES TAX
ALL HOISTING & RIGGING REQUIRED TO COMPLETE THIS SCOPE
PROVIDE P&P BONDS
FLORIDA STATE CONTRACTORS LIC.
GENERAL LIABILITY AND WORKERS COMP. INSURANCE LIMITS
STATE AND LOCAL TAXES
SPECIFIC TRADE SCOPE OF WORK REQUIREMENTS
| BASE BID | [17 empty] | Quant | W | H | SF | LF Sills | LF Bucks | LF total | SF total
Euro-Wall
| storefront |  |  | sf | 150
| slider |  |  | sf | 300
| door |  |  | sf | 125
| Club Core | [6 empty] | 2327406.34 |  | 2398578 |  | 2397557 |  | 2239938.15 |  | 0 |  | 1924376
| Base Bid | [6 empty] | 1879357.3 |  | 2152295 |  | 2081100 |  | 1910035.15 |  |  |  | 1684670
| Euro-Wall - storefront, sliding doors, pivot doors | [5 empty] | I |  | I |  |  |  | I |  |  |  |  | CTC Storefront
| Euro-Wall - exterior doors | [6 empty] | 60000 | I |  |  |  |  | 60000 |  |  | I
Dining (D-)
| Storefront |  | 4539.0248 | sf | 150 | 680854 | I |  | I |  |  |  | I |  |  |  |  | CTC System
| 08-00 x 13-02 D -- 1-12 |  | 105.36 | sf |  | 0 | [12 empty] | 1 | 8 | 13.17 | 105.36 | 8 | 26.34 | 42.34 | 105.36
| 24-11 x 13-02 D -- 1-11 |  | 327.0111 | sf |  | 0 | [12 empty] | 1 | 24.83 | 13.17 | 327.0111 | 24.83 | 26.34 | 76 | 327.0111
| 61-06 x 13-02 D -- 1-10 |  | 804.0285 | sf |  | 0 | [12 empty] | 1 | 61.05 | 13.17 | 804.0285 | 61.05 | 26.34 | 148.44 | 804.0285
| 61-09 x 13-02 D -- 1-10 |  | 813.2475 | sf |  | 0 | [12 empty] | 1 | 61.75 | 13.17 | 813.2475 | 61.75 | 26.34 | 149.84 | 813.2475
| 04-00 x 14-02 D -- 1-10 |  | 56.68 | sf |  | 0 | [12 empty] | 1 | 4 | 14.17 | 56.68 | 4 | 28.34 | 36.34 | 56.68
| 06-00 x 12-02 D -- 1-10 |  | 73.02 | sf |  | 0 | [12 empty] | 1 | 6 | 12.17 | 73.02 | 6 | 24.34 | 36.34 | 73.02
| 21-06 x 12-02 D -- 1-10 |  | 256.1785 | sf |  | 0 | [12 empty] | 1 | 21.05 | 12.17 | 256.1785 | 21.05 | 24.34 | 66.44 | 256.1785
| 11-00 x 12-02 D -- 1-09 |  | 133.87 | sf |  | 0 | [12 empty] | 1 | 11 | 12.17 | 133.87 | 11 | 24.34 | 46.34 | 133.87
| 10-10 x 12-02 D -- 1-08 |  | 131.8011 | sf |  | 0 | [12 empty] | 1 | 10.83 | 12.17 | 131.8011 | 10.83 | 24.34 | 46 | 131.8011
43.46 | 43-05 x 12-03 D -- 1-07 |  | 531.895 | sf |  | 0 | [12 empty] | 1 | 43.42 | 12.25 | 531.895 | 43.42 | 24.5 | 111.34 | 531.895
| 04-00 x 12-02 D -- 1-06 | 04-00 x 12-02 -- callout -- 1-07 | 48.68 | sf |  | 0 | [12 empty] | 1 | 4 | 12.17 | 48.68 | 4 | 24.34 | 32.34 | 48.68
| 02-08 x 12-05 D -- 1-05 |  | 33.1614 | sf |  | 0 | [12 empty] | 1 | 2.67 | 12.42 | 33.1614 | 2.67 | 24.84 | 30.18 | 33.1614
| 02-08 x 12-05 D -- 1-04 |  | 33.1614 | sf |  | 0 | [12 empty] | 1 | 2.67 | 12.42 | 33.1614 | 2.67 | 24.84 | 30.18 | 33.1614
| 02-08 x 12-05 D -- 1-03 |  | 33.1614 | sf |  | 0 | [12 empty] | 1 | 2.67 | 12.42 | 33.1614 | 2.67 | 24.84 | 30.18 | 33.1614
| 02-08 x 12-05 D -- 1-02 |  | 33.1614 | sf |  | 0 | [12 empty] | 1 | 2.67 | 12.42 | 33.1614 | 2.67 | 24.84 | 30.18 | 33.1614
| 02-08 x 12-05 D -- 1-01 |  | 33.1614 | sf |  | 0 | [12 empty] | 1 | 2.67 | 12.42 | 33.1614 | 2.67 | 24.84 | 30.18 | 33.1614
29.25 | 29-03 x 11-09 D -- 0-01 |  | 343.6875 | sf |  | 0 | [12 empty] | 1 | 29.25 | 11.75 | 343.6875 | 29.25 | 23.5 | 82 | 343.6875
| 03-05 x 12-04 D -- 2-02 |  | 42.1686 | sf |  | 0 | [12 empty] | 1 | 3.42 | 12.33 | 42.1686 | 3.42 | 24.66 | 31.5 | 42.1686
| 06-11 x 03-03 D -- 2-02 |  | 22.49 | sf |  | 0 | [12 empty] | 1 | 6.92 | 3.25 | 22.49 | 6.92 | 6.5 | 20.34 | 22.49
| 55-00 x 12-05 D -- 2-01 |  | 683.1 | sf |  | 0 | [12 empty] | 1 | 55 | 12.42 | 683.1 | 55 | 24.84 | 134.84 | 683.1
| sliders |  | 616.2 | sf | 300 | 184860 | I |  | I |  |  |  | I | [8 empty] | 0 | 0 | 0 | 0 | 0
| D - EX-09 -- 32-00x12-00 - 8 panel |  | 384 | sf |  | 0 | [12 empty] | 1 | 32 | 12 | 384 | 32 | 24 | 88 | 384 | D - EX-09 -- 32-00x12-00 | 1 | EA
| D - EX-11 -- 15-00x09-01 - 5 panel |  | 136.2 | sf |  | 0 | [12 empty] | 1 | 15 | 9.08 | 136.2 | 15 | 18.16 | 48.16 | 136.2 | D - EX-11 -- 15-00x09-01 | 1 | EA
| D - EX-12 -- 12-00x08-00 - 4 panel |  | 96 | sf |  | 0 | [12 empty] | 1 | 12 | 8 | 96 | 12 | 16 | 40 | 96 | D - EX-12 -- 12-00x08-00 | 1 | EA
| doors |  | 353.9836 | sf | 125 | 44248 | I |  | I |  |  |  | I | [8 empty] | 0 | 0 | 0 | 0 | 0
| D - IN-03 -- 03-00x08-09 - swing |  | 26.25 | sf |  | 0 | [12 empty] | 1 | 3 | 8.75 | 26.25 | 3 | 17.5 | 23.5 | 26.25 | D - IN-03 -- 03-00x08-09 | 1 | EA
| D - IN-04 -- 03-00x08-09 - pivot |  | 26.25 | sf |  | 0 | [12 empty] | 1 | 3 | 8.75 | 26.25 | 3 | 17.5 | 23.5 | 26.25 | D - IN-04 -- 03-00x08-09 | 1 | EA
| D - IN-04 -- 03-02x09-00 - pivot |  | 28.53 | sf |  | 0 | [12 empty] | 1 | 3.17 | 9 | 28.53 | 3.17 | 18 | 24.34 | 28.53 | D - IN-04 -- 03-02x09-00 | 1 | EA
| D - EX-04 -- 03-04x08-11 - swing |  | 29.7036 | sf |  | 0 | [12 empty] | 1 | 3.33 | 8.92 | 29.7036 | 3.33 | 17.84 | 24.5 | 29.7036 | D - EX-04 -- 03-04x08-11 | 1 | EA
| D - EX-04 -- 04-00x08-00 - swing |  | 160 | sf |  | 0 | [12 empty] | 5 | 4 | 8 | 32 | 20 | 80 | 120 | 160 | D - EX-04 -- 04-00x08-00 | 5 | EA
| D - EX-04 -- 03-03x09-00 - swing |  | 29.25 | sf |  | 0 | [12 empty] | 1 | 3.25 | 9 | 29.25 | 3.25 | 18 | 24.5 | 29.25 | D - EX-04 -- 03-03x09-00 | 1 | EA
| D - EX-09 -- 06-00X09-00 - swing pair - wood finish insert |  | 54 | sf |  | 0 | [12 empty] | 1 | 6 | 9 | 54 | 6 | 18 | 30 | 54 | D - EX-09 -- 06-00X09-00 | 1 | EA
| vertical bucks |  | 728.6 | lf | 8 | 5829 |  | 5829 |  | 8720 |  | 5829 | I |  |  |  |  | 5829 |  |  |  |  | 464.62 | 728.6 | 1657.84 | 5509.2084
| bluemax - 1 side |  | 5509.2084 | sf | 2 | 11018 | I |  | I |  |  | 11018 | I
| primary exterior caulk | [5 empty] | I |  | I |  |  |  | I
| interior windows |  |  |  |  | 0
| Kids Area - 3 ea - 6-0 x 2-0 |  | 36 | sf | 75 | 2700 |  | 2700 |  | 2700 |  | 2700 |  | 2700 |  |  |  | 2700
| WD infill panel D-107 7-0x2-9 |  | 19.25 | sf | 75 | 1444 |  | 1444 |  | 1444 |  | 1444 |  | 1444 |  |  |  | 1444
0
| Fitness |  |  |  |  | 0
| storefront |  | 677.4989 | sf | 150 | 101625 | I |  | I |  |  |  | I |  |  |  |  | CTC System
| 04-00 X 14-03 F -- 1-12, 1-11, 1-10 |  | 57 | sf |  | 0 | [12 empty] | 1 | 4 | 14.25 | 57 | 4 | 28.5 | 36.5 | 57
| 08-08 x 14-00 F -- 1-08, 1-08 |  | 121.38 | sf |  | 0 | [12 empty] | 1 | 8.67 | 14 | 121.38 | 8.67 | 28 | 45.34 | 121.38
| 02-06 x 14-03 F -- 1-02, 1-03, 1-04, 1-05, 1-06, 1-07 |  | 35.625 | sf |  | 0 | [12 empty] | 1 | 2.5 | 14.25 | 35.625 | 2.5 | 28.5 | 33.5 | 35.625
| 25-08 X 14-02 -- Gym |  | 363.7439 | sf |  | 0 | [12 empty] | 1 | 25.67 | 14.17 | 363.7439 | 25.67 | 28.34 | 79.68 | 363.7439
| 07-00 x 14-03 -- North Secondary Entry |  | 99.75 | sf |  | 0 | [12 empty] | 1 | 7 | 14.25 | 99.75 | 7 | 28.5 | 42.5 | 99.75
| sliders |  | 1179.04 | sf | 300 | 353712 | I |  | I |  |  |  | I | [8 empty] | 0 | 0 | 0 | 0 | 0
| F - EX-10 -- 23-00x14-00 - 6 panel |  | 644 | sf |  | 0 | [12 empty] | 2 | 23 | 14 | 322 | 46 | 56 | 148 | 644 | F - EX-10 -- 23-00x14-00 | 2 | EA
| F - EX-11 -- 19-01x14-01 - 5 panel |  | 535.04 | sf |  | 0 | [12 empty] | 2 | 19 | 14.08 | 267.52 | 38 | 56.32 | 132.32 | 535.04 | F - EX-11 -- 19-01x14-01 | 2 | EA
| doors |  | 126.65 | sf | 125 | 15831 | I |  | I |  |  |  | I | [8 empty] | 0 | 0 | 0 | 0 | 0
| F - IN-03 -- 03-00x08-10 - swing |  | 26.01 | sf |  | 0 | [12 empty] | 1 | 3 | 8.67 | 26.01 | 3 | 17.34 | 23.34 | 26.01 | F - IN-03 -- 03-00x08-10 | 1 | EA
| F - EX-04 -- 03-00x09-00 - swing |  | 54 | sf |  | 0 | [12 empty] | 2 | 3 | 9 | 27 | 6 | 36 | 48 | 54 | F - EX-04 -- 03-00x09-00 | 2 | EA
| F - EX-09 -- 05-10x08-00 - swing pair - wood finish insert |  | 46.64 | sf |  | 0 | [12 empty] | 1 | 5.83 | 8 | 46.64 | 5.83 | 16 | 27.66 | 46.64 | F - EX-09 -- 05-10x08-00 | 1 | EA
| vertical bucks |  | 323.5 | lf | 8 | 2588 |  | 2588 |  | 4100 |  | 2588 | I |  |  |  |  | 2588 |  |  |  |  | 146.67 | 323.5 | 616.84 | 1983.1889
| bluemax - 1 side |  | 1983.1889 | sf | 2 | 3966 | I |  | I |  |  | 3966 | I
| primary exterior caulk | [5 empty] | I |  | I |  |  |  | I
| WD infill panel F-108 6-2x4-8 |  | 28.8139 | sf | 150 | 4322 |  | 4322 |  | 4322 |  | 4322 |  | 4322 |  |  |  | 4322
| WD infill panel North Secondary Entry 3-3x4-8 |  | 15.6975 | sf | 150 | 2355 |  | 2355 |  | 2355 |  | 2355 |  | 2355 |  |  |  | 2355
0
| Wellness (W-) |  |  |  |  | 0
| storefront |  | 5543.1963 | sf | 150 | 831479 | I |  | I |  |  |  | I |  |  |  |  | CTC System
| 34-11 x 12-05 W -- 1-17(?) |  | 433.7064 | sf |  | 0 | [12 empty] | 1 | 34.92 | 12.42 | 433.7064 | 34.92 | 24.84 | 94.68 | 433.7064
| 05-00 x 12-05 W -- 1-16 |  | 62.1 | sf |  | 0 | [12 empty] | 1 | 5 | 12.42 | 62.1 | 5 | 24.84 | 34.84 | 62.1
| 05-00 x 12-05 W -- 1-15 |  | 62.1 | sf |  | 0 | [12 empty] | 1 | 5 | 12.42 | 62.1 | 5 | 24.84 | 34.84 | 62.1
43.66 | 43-08 x 12-05 W -- 1-14 |  | 542.3814 | sf |  | 0 | [12 empty] | 1 | 43.67 | 12.42 | 542.3814 | 43.67 | 24.84 | 112.18 | 542.3814
| 03-02 x 02-09 W -- 1-14 |  | 8.7175 | sf |  | 0 | [12 empty] | 1 | 3.17 | 2.75 | 8.7175 | 3.17 | 5.5 | 11.84 | 8.7175
| 03-02 x 02-09 W -- 1-14 |  | 8.7175 | sf |  | 0 | [12 empty] | 1 | 3.17 | 2.75 | 8.7175 | 3.17 | 5.5 | 11.84 | 8.7175
| 19-04 x 12-05 W -- 1-13 |  | 46.7786 | sf |  | 0 | [12 empty] | 1 | 19.33 | 2.42 | 46.7786 | 19.33 | 4.84 | 43.5 | 46.7786
48.33 | 48-04 x 12-05 W -- 1-12 |  | 600.2586 | sf |  | 0 | [12 empty] | 1 | 48.33 | 12.42 | 600.2586 | 48.33 | 24.84 | 121.5 | 600.2586
| 03-02 x 02-09 W -- 1-12 |  | 8.7175 | sf |  | 0 | [12 empty] | 1 | 3.17 | 2.75 | 8.7175 | 3.17 | 5.5 | 11.84 | 8.7175
| 05-00 x 12-05 W -- 1-11 |  | 62.1 | sf |  | 0 | [12 empty] | 1 | 5 | 12.42 | 62.1 | 5 | 24.84 | 34.84 | 62.1
| 05-00 x 12-05 W -- 1-10 |  | 62.1 | sf |  | 0 | [12 empty] | 1 | 5 | 12.42 | 62.1 | 5 | 24.84 | 34.84 | 62.1
| 05-00 x 12-05 W -- 1-09 |  | 62.1 | sf |  | 0 | [12 empty] | 1 | 5 | 12.42 | 62.1 | 5 | 24.84 | 34.84 | 62.1
| 28-03 x 12-05 W -- 1-08 |  | 350.865 | sf |  | 0 | [12 empty] | 1 | 28.25 | 12.42 | 350.865 | 28.25 | 24.84 | 81.34 | 350.865
| 03-10 x 12-10 W -- 1-07 |  | 49.1389 | sf |  | 0 | [12 empty] | 1 | 3.83 | 12.83 | 49.1389 | 3.83 | 25.66 | 33.32 | 49.1389
| 22-01 x 12-10 W -- 1-06 |  | 283.2864 | sf |  | 0 | [12 empty] | 1 | 22.08 | 12.83 | 283.2864 | 22.08 | 25.66 | 69.82 | 283.2864
12 | 12-00 x 12-10 W -- 1-05 |  | 153.96 | sf |  | 0 | [12 empty] | 1 | 12 | 12.83 | 153.96 | 12 | 25.66 | 49.66 | 153.96
| 05-06 x 14-05 W -- 1-04 |  | 79.31 | sf |  | 0 | [12 empty] | 1 | 5.5 | 14.42 | 79.31 | 5.5 | 28.84 | 39.84 | 79.31
| 05-06 x 14-05 W -- 1-03 |  | 79.31 | sf |  | 0 | [12 empty] | 1 | 5.5 | 14.42 | 79.31 | 5.5 | 28.84 | 39.84 | 79.31
| 02-01 x 14-05 W -- 1-02 |  | 29.9936 | sf |  | 0 | [12 empty] | 1 | 2.08 | 14.42 | 29.9936 | 2.08 | 28.84 | 33 | 29.9936
| 03-05 x 05-00 W -- 1-02 |  | 17.1 | sf |  | 0 | [12 empty] | 1 | 3.42 | 5 | 17.1 | 3.42 | 10 | 16.84 | 17.1
| 05-06 x 14-05 W -- 1-01 |  | 79.31 | sf |  | 0 | [12 empty] | 1 | 5.5 | 14.42 | 79.31 | 5.5 | 28.84 | 39.84 | 79.31
| 03-08 x 12-05 W -- 2-34 |  | 45.5814 | sf |  | 0 | [12 empty] | 1 | 3.67 | 12.42 | 45.5814 | 3.67 | 24.84 | 32.18 | 45.5814
| 03-08 x 12-05 W -- 2-33 |  | 45.5814 | sf |  | 0 | [12 empty] | 1 | 3.67 | 12.42 | 45.5814 | 3.67 | 24.84 | 32.18 | 45.5814
| 06-00 x 12-05 W -- 2-32 |  | 74.52 | sf |  | 0 | [12 empty] | 1 | 6 | 12.42 | 74.52 | 6 | 24.84 | 36.84 | 74.52
| 03-08 x 02-11 W -- 2-31 |  | 10.7164 | sf |  | 0 | [12 empty] | 1 | 3.67 | 2.92 | 10.7164 | 3.67 | 5.84 | 13.18 | 10.7164
9.42 | 09-05 x 12-05 W -- 2-31 |  | 27.5064 | sf |  | 0 | [12 empty] | 1 | 9.42 | 2.92 | 27.5064 | 9.42 | 5.84 | 24.68 | 27.5064
| 03-02 x 02-10 W -- 2-30 |  | 8.9711 | sf |  | 0 | [12 empty] | 1 | 3.17 | 2.83 | 8.9711 | 3.17 | 5.66 | 12 | 8.9711
12.48 | 12-05 x 12-05 W -- 2-30 |  | 154.2564 | sf |  | 0 | [12 empty] | 1 | 12.42 | 12.42 | 154.2564 | 12.42 | 24.84 | 49.68 | 154.2564
| 36-11 x 12-05 W -- 2-29 |  | 458.5464 | sf |  | 0 | [12 empty] | 1 | 36.92 | 12.42 | 458.5464 | 36.92 | 24.84 | 98.68 | 458.5464
| 02-02 x 12-05 W -- 2-28 |  | 26.9514 | sf |  | 0 | [12 empty] | 1 | 2.17 | 12.42 | 26.9514 | 2.17 | 24.84 | 29.18 | 26.9514
| 05-06 x 12-05 W -- 2-27 |  | 68.31 | sf |  | 0 | [12 empty] | 1 | 5.5 | 12.42 | 68.31 | 5.5 | 24.84 | 35.84 | 68.31
| 02-02 x 12-05 W -- 2-26 |  | 26.9514 | sf |  | 0 | [12 empty] | 1 | 2.17 | 12.42 | 26.9514 | 2.17 | 24.84 | 29.18 | 26.9514
| 02-02 x 12-05 W -- 2-25 |  | 26.9514 | sf |  | 0 | [12 empty] | 1 | 2.17 | 12.42 | 26.9514 | 2.17 | 24.84 | 29.18 | 26.9514
| 19-04 x 12-05 W -- 2-24 |  | 240.0786 | sf |  | 0 | [12 empty] | 1 | 19.33 | 12.42 | 240.0786 | 19.33 | 24.84 | 63.5 | 240.0786
| 02-02 x 12-05 W -- 2-23 |  | 26.9514 | sf |  | 0 | [12 empty] | 1 | 2.17 | 12.42 | 26.9514 | 2.17 | 24.84 | 29.18 | 26.9514
| 07-06 x 12-05 W -- 2-22 |  | 93.15 | sf |  | 0 | [12 empty] | 1 | 7.5 | 12.42 | 93.15 | 7.5 | 24.84 | 39.84 | 93.15
| 05-06 x 12-05 W -- 2-21 |  | 68.31 | sf |  | 0 | [12 empty] | 1 | 5.5 | 12.42 | 68.31 | 5.5 | 24.84 | 35.84 | 68.31
| 03-08 x 12-05 W -- 2-20 |  | 45.5814 | sf |  | 0 | [12 empty] | 1 | 3.67 | 12.42 | 45.5814 | 3.67 | 24.84 | 32.18 | 45.5814
| 03-08 x 12-05 W -- 2-19 |  | 79.1154 | sf |  | 0 | [12 empty] | 1 | 6.37 | 12.42 | 79.1154 | 6.37 | 24.84 | 37.58 | 79.1154
| 03-08 x 12-05 W -- 2-18 |  | 45.5814 | sf |  | 0 | [12 empty] | 1 | 3.67 | 12.42 | 45.5814 | 3.67 | 24.84 | 32.18 | 45.5814
| 03-08 x 12-05 W -- 2-17 |  | 45.5814 | sf |  | 0 | [12 empty] | 1 | 3.67 | 12.42 | 45.5814 | 3.67 | 24.84 | 32.18 | 45.5814
| 03-08 x 12-05 W -- 2-16 |  | 45.5814 | sf |  | 0 | [12 empty] | 1 | 3.67 | 12.42 | 45.5814 | 3.67 | 24.84 | 32.18 | 45.5814
| 11-05 x 12-05 W -- 2-15 |  | 141.8364 | sf |  | 0 | [12 empty] | 1 | 11.42 | 12.42 | 141.8364 | 11.42 | 24.84 | 47.68 | 141.8364
| 03-05 x 02-10 W -- 2-14 |  | 9.6786 | sf |  | 0 | [12 empty] | 1 | 3.42 | 2.83 | 9.6786 | 3.42 | 5.66 | 12.5 | 9.6786
| 01-10 x 12-05 W -- 2-13 |  | 22.7286 | sf |  | 0 | [12 empty] | 1 | 1.83 | 12.42 | 22.7286 | 1.83 | 24.84 | 28.5 | 22.7286
| 07-05 x 02-10 W -- 2-12 |  | 20.9986 | sf |  | 0 | [12 empty] | 1 | 7.42 | 2.83 | 20.9986 | 7.42 | 5.66 | 20.5 | 20.9986
| 01-10 x 12-05 W -- 2-11 |  | 22.7286 | sf |  | 0 | [12 empty] | 1 | 1.83 | 12.42 | 22.7286 | 1.83 | 24.84 | 28.5 | 22.7286
| 01-10 x 12-05 W -- 2-10 |  | 22.7286 | sf |  | 0 | [12 empty] | 1 | 1.83 | 12.42 | 22.7286 | 1.83 | 24.84 | 28.5 | 22.7286
| 01-10 x 12-05 W -- 2-09 |  | 22.7286 | sf |  | 0 | [12 empty] | 1 | 1.83 | 12.42 | 22.7286 | 1.83 | 24.84 | 28.5 | 22.7286
| 05-01 x 12-05 W -- 2-08 |  | 63.0936 | sf |  | 0 | [12 empty] | 1 | 5.08 | 12.42 | 63.0936 | 5.08 | 24.84 | 35 | 63.0936
| 04-10 x 12-05 W -- 2-07 |  | 59.9886 | sf |  | 0 | [12 empty] | 1 | 4.83 | 12.42 | 59.9886 | 4.83 | 24.84 | 34.5 | 59.9886
| 05-06 x 12-05 W -- 2-06 |  | 68.31 | sf |  | 0 | [12 empty] | 1 | 5.5 | 12.42 | 68.31 | 5.5 | 24.84 | 35.84 | 68.31
| 05-06 x 12-05 W -- 2-05 |  | 68.31 | sf |  | 0 | [12 empty] | 1 | 5.5 | 12.42 | 68.31 | 5.5 | 24.84 | 35.84 | 68.31
| 05-06 x 12-05 W -- 2-04 |  | 68.31 | sf |  | 0 | [12 empty] | 1 | 5.5 | 12.42 | 68.31 | 5.5 | 24.84 | 35.84 | 68.31
| 05-06 x 12-05 W -- 2-03 |  | 68.31 | sf |  | 0 | [12 empty] | 1 | 5.5 | 12.42 | 68.31 | 5.5 | 24.84 | 35.84 | 68.31
| 05-06 x 12-05 W -- 2-02 |  | 68.31 | sf |  | 0 | [12 empty] | 1 | 5.5 | 12.42 | 68.31 | 5.5 | 24.84 | 35.84 | 68.31
| 05-06 x 12-05 W -- 2-01 |  | 68.31 | sf |  | 0 | [12 empty] | 1 | 5.5 | 12.42 | 68.31 | 5.5 | 24.84 | 35.84 | 68.31
| sliders - none shown |  | 0 | sf | 300 | 0 | [15 empty] | 0 | 0 | 0 | 0 | 0
| doors |  | 340.19 | sf | 125 | 42524 | I |  | I |  |  |  | I | [8 empty] | 0 | 0 | 0 | 0 | 0
| W - EX-04 -- 03-00x09-00 - swing |  | 162 | sf |  | 0 | [12 empty] | 6 | 3 | 9 | 27 | 18 | 108 | 144 | 162 | W - EX-04 -- 03-00x09-00 | 6 | EA
| W - EX-04 -- 03-02x09-00 - swing |  | 28.53 | sf |  | 0 | [12 empty] | 1 | 3.17 | 9 | 28.53 | 3.17 | 18 | 24.34 | 28.53 | W - EX-04 -- 03-02x09-00 | 1 | EA
| W - EX-04 -- 04-04x08-00 - swing |  | 34.64 | sf |  | 0 | [12 empty] | 1 | 4.33 | 8 | 34.64 | 4.33 | 16 | 24.66 | 34.64 | W - EX-04 -- 04-04x08-00 | 1 | EA
| W - EX-09 -- 07-00x09-00 - swing pair - wood finish insert |  | 63 | sf |  | 0 | [12 empty] | 1 | 7 | 9 | 63 | 7 | 18 | 32 | 63 | W - EX-09 -- 07-00x09-00 | 1 | EA
| W - EX-09 -- 06-00x08-08 - swing pair - wood finish insert |  | 52.02 | sf |  | 0 | [12 empty] | 1 | 6 | 8.67 | 52.02 | 6 | 17.34 | 29.34 | 52.02 | W - EX-09 -- 06-00x08-08 | 1 | EA
| vertical bucks |  | 1423.28 | lf | 8 | 11386 |  | 11386 |  | 13560 |  | 11386 | I |  |  |  |  | 11386 |  |  |  |  | 526.41 | 1423.28 | 2476.1 | 5883.3863
| bluemax - 1 side |  | 5883.3863 | sf | 2 | 11767 | I |  | I |  |  | 11767 | I
| primary exterior caulk | [5 empty] | I |  | I |  |  |  | I
| WD infill panel W-105 6-2x2-3 |  | 13.8825 | sf | 150 | 2082 |  | 2082 |  | 2082 |  | 2082 |  | 2082 |  |  |  | 2082
0
| doors - interior |  | 464 | sf | 65 | 30160 |  | 48343.04 |  | 50000 |  | 50000 | I | 50000 |  |  |  | 50000
| IN-03 Glass (Frosted) - 3-0x8-0 Alum Frm - transom |  | 144 | sf |  | 0 | [12 empty] | 6 | 3 | 8 | 24 | 18 | 96 | 132 | 144
| IN-03 Glass (Frosted) - 3-0x9-0 Alum Frm - transom |  | 216 | sf |  | 0 | [12 empty] | 8 | 3 | 9 | 27 | 24 | 144 | 192 | 216
| IN-03.2 Glass (Frosted) - 3-0x8-0 Alum Frm - transom |  | 48 | sf |  | 0 | [12 empty] | 2 | 3 | 8 | 24 | 6 | 32 | 44 | 48
| IN-03.2 Glass (Frosted) - 3-6x8-0 Alum Frm - transom |  | 56 | sf |  | 0 | [12 empty] | 2 | 3.5 | 8 | 28 | 7 | 32 | 46 | 56
0
| shower glass |  |  |  |  | 0
| glass panel -- 02-06x08-00 - 1/2" |  | 8 | ea | 1000 | 8000 |  | 8000 |  | 8000 |  | 8000 |  | 8000 |  |  |  | 8000
0
| Tube Steel - required at mullions & jambs |  |  |  |  | 0 | I | 50000 | I |  |  | 50000 | X | 50000
| Mullions |  |  |  |  | 0 | I | 50000 | I |  |  |  | I
| Break Metal |  |  |  |  | 0 | I | 50000 | I |  |  |  | I
0
| RFI Response: |  |  |  |  | 0
| - Glass specification to be Glazing 1 (9/16" O.A. IMPACT GLASS CONSISTING OF: • 1/4" HEAT STRENGTHENED • 0.090" SENTRYGLAS INTERLAYER BY KURARAY • 1/4" HEAT STRENGTHENED |  |  |  |  | 0
| - Please confirm the finish type and color for the Aluminum Windows. Window color to be “High Performance White.” |  |  |  |  | 0
| - All exterior glazing systems to be Eurowall Direct Set Fixed Window system WZ3. Specific Specification is now included in revised spec book under Section 08300. |  |  |  |  | 0
0
Allowance | Glass Railings - conflicting details, missing detail |  |  |  |  | 149000 |  | 149000 |  | 149000 |  | 149000 |  | 149000 |  |  |  | 149000
| Dining - Level 2/Roof - top of planter - Brisk Arch M-10 - 1'-6" exposure | A2.40, 2/A8.11 | 187 | lf | 500 | 93500
| Dining - Level 1 ramp D-100 | A2.20 | 28 | lf | 500 | 14000
| Dining - Level 2 - planter right side Entry Lounge - 4'-6" | 1/A4.01, 5/A8.16 | 50 | lf | 500 | 25000
| Wellness - Level 2 - Exterior Terrace - 4'-6" | A2.31 | 33 | lf | 500 | 16500
0
| Dock Bar |  |  |  |  | 0 |  | 0 |  | 0 |  | 0 |  | 0 |  | 0 |  | 0
| No windoWs or glass |  |  |  |  | 0
0
| Spa Pods |  |  |  |  | 0 |  | 247760.7 |  | 269313 |  | 268789 |  | 287346 |  | 0 |  | 252510
| Base Bid | [6 empty] | 220007.25 | I | 240500 |  | 237800 |  | 262346 |  |  |  | 252510
| Storefront |  | 282.2106 | sf | 150 | 42332
| 01-11 x 09-11 -- callout -- SP-1-08 |  | 19.0656 | sf |  | 0 | [12 empty] | 1 | 1.92 | 9.93 | 19.0656 | 1.92 | 19.86 | 23.7 | 19.0656
3.585 | 03-07 x 09-11 -- callout -- SP-1-07 |  | 35.3508 | sf |  | 0 | [12 empty] | 1 | 3.56 | 9.93 | 35.3508 | 3.56 | 19.86 | 26.98 | 35.3508
| 03-06 x 09-11 -- callout -- SP-1-06 |  | 34.755 | sf |  | 0 | [12 empty] | 1 | 3.5 | 9.93 | 34.755 | 3.5 | 19.86 | 26.86 | 34.755
| 01-11 x 09-11 -- callout -- SP-1-05 |  | 19.0656 | sf |  | 0 | [12 empty] | 1 | 1.92 | 9.93 | 19.0656 | 1.92 | 19.86 | 23.7 | 19.0656
| 01-11 x 09-11 -- callout -- SP-1-04 |  | 19.0656 | sf |  | 0 | [12 empty] | 1 | 1.92 | 9.93 | 19.0656 | 1.92 | 19.86 | 23.7 | 19.0656
| 01-11 x 09-11 -- callout -- SP-1-09 |  | 19.0656 | sf |  | 0 | [12 empty] | 1 | 1.92 | 9.93 | 19.0656 | 1.92 | 19.86 | 23.7 | 19.0656
| 01-11 x 09-11 -- callout -- SP-1-10 |  | 19.0656 | sf |  | 0 | [12 empty] | 1 | 1.92 | 9.93 | 19.0656 | 1.92 | 19.86 | 23.7 | 19.0656
| 01-11 x 09-11 -- callout -- SP-1-11 |  | 19.0656 | sf |  | 0 | [12 empty] | 1 | 1.92 | 9.93 | 19.0656 | 1.92 | 19.86 | 23.7 | 19.0656
| 03-00 x 09-11 -- callout -- SP-1-12 |  | 29.79 | sf |  | 0 | [12 empty] | 1 | 3 | 9.93 | 29.79 | 3 | 19.86 | 25.86 | 29.79
| 01-11 x 09-11 -- callout -- SP-1-13 |  | 19.0656 | sf |  | 0 | [12 empty] | 1 | 1.92 | 9.93 | 19.0656 | 1.92 | 19.86 | 23.7 | 19.0656
| 01-11 x 09-11 -- callout -- SP-1-14 |  | 19.0656 | sf |  | 0 | [12 empty] | 1 | 1.92 | 9.93 | 19.0656 | 1.92 | 19.86 | 23.7 | 19.0656
| 03-00 x 09-11 -- callout -- SP-1-15 |  | 29.79 | sf |  | 0 | [12 empty] | 1 | 3 | 9.93 | 29.79 | 3 | 19.86 | 25.86 | 29.79
| slider |  | 490.4427 | sf | 300 | 147133 | [15 empty] | 0 | 0 | 0 | 0 | 0
| 10-07 x 09-11 -- callout -- SP-105.2 |  | 104.8608 | sf |  | 0 | [12 empty] | 1 | 10.56 | 9.93 | 104.8608 | 10.56 | 19.86 | 40.98 | 104.8608
| 10-10 x 09-11 -- callout -- SP-103.2 |  | 107.5419 | sf |  | 0 | [12 empty] | 1 | 10.83 | 9.93 | 107.5419 | 10.83 | 19.86 | 41.52 | 107.5419
| 17-04 x 09-11 -- callout -- SP-107.2 |  | 172.0869 | sf |  | 0 | [12 empty] | 1 | 17.33 | 9.93 | 172.0869 | 17.33 | 19.86 | 54.52 | 172.0869
| 10-08 x 09-11 -- callout -- SP-109.2 |  | 105.9531 | sf |  | 0 | [12 empty] | 1 | 10.67 | 9.93 | 105.9531 | 10.67 | 19.86 | 41.2 | 105.9531
| door |  | 315.1782 | sf | 125 | 39397 | [15 empty] | 0 | 0 | 0 | 0 | 0
| 03-07 x 09-11 -- callout -- SP-106.3 |  | 35.3508 | sf |  | 0 | [12 empty] | 1 | 3.56 | 9.93 | 35.3508 | 3.56 | 19.86 | 26.98 | 35.3508
| 03-06 x 09-11 -- callout -- SP-104.3 |  | 34.755 | sf |  | 0 | [12 empty] | 1 | 3.5 | 9.93 | 34.755 | 3.5 | 19.86 | 26.86 | 34.755
| 03-02 x 09-11 -- callout -- SP-105.3 |  | 31.4781 | sf |  | 0 | [12 empty] | 1 | 3.17 | 9.93 | 31.4781 | 3.17 | 19.86 | 26.2 | 31.4781
| 03-02 x 09-11 -- callout -- SP-103.1 |  | 31.4781 | sf |  | 0 | [12 empty] | 1 | 3.17 | 9.93 | 31.4781 | 3.17 | 19.86 | 26.2 | 31.4781
| 06-00 x 09-11 -- callout -- SP-106.4 |  | 59.58 | sf |  | 0 | [12 empty] | 1 | 6 | 9.93 | 59.58 | 6 | 19.86 | 31.86 | 59.58
| 03-02 x 09-11 -- callout -- SP-107.1 |  | 31.4781 | sf |  | 0 | [12 empty] | 1 | 3.17 | 9.93 | 31.4781 | 3.17 | 19.86 | 26.2 | 31.4781
| 06-00 x 09-11 -- callout -- SP-110.4 |  | 59.58 | sf |  | 0 | [12 empty] | 1 | 6 | 9.93 | 59.58 | 6 | 19.86 | 31.86 | 59.58
| 03-02 x 09-11 -- callout -- SP-109.1 |  | 31.4781 | sf |  | 0 | [12 empty] | 1 | 3.17 | 9.93 | 31.4781 | 3.17 | 19.86 | 26.2 | 31.4781
| interior | [21 empty] | 109.55 | 476.64 | 695.74 | 1087.8315
| DOOR - 03-00 X 09-00 - SP-110.1 |  | 27 | sf | 65 | [13 empty] | 1 | 3 | 9 | 27 | 3 | 18 | 18 | 27
| vertical bucks |  | 476.64 | lf | 8 | 3813 |  | 3813 |  | 3813 |  | 3813 | I
| bluemax - 1 side |  | 1087.8315 | sf | 2 | 2176 | I |  | I |  |  | 2176 | I
| primary exterior caulk | [5 empty] | I |  | I |  |  |  | I
| shower glass |  |  |  |  | 0
| glass panel & door - 1/2" |  | 342 | sf | 50 | 17100 |  | 23940.45 |  | 25000 |  | 25000 |  | 25000
0
| Mullions |  |  |  |  | 0
0
| SUBTOTAL Base Bid |  |  |  |  | 2902701 |  | 2575167.04 |  | 2667891 |  | 2666346 |  | 2527284.15 |  | 0 |  | 2176886
| BOND RATE | [5 empty] | 0% |  | 0% |  | 0% |  | 0% |  | 0% |  | 0%
| BOND AMOUNT |  |  |  |  | 0 |  | 0 |  | 0 |  | 0 |  | 0 |  | 0 |  | 0
| ADJUSTED TOTAL |  |  |  |  | 2902701 |  | 2575167.04 |  | 2667891 |  | 2666346 |  | 2527284.15 |  | 0 |  | 2176886
| Cost per SF |  |  |  |  | 32.7353 |  | 29.0415 |  | 30.0872 |  | 30.0698 |  | 28.5015 |  | 0 |  | 24.5499
QUALIFICATIONS
EXCLUSIONS/OWNER PROVIDED ITEMS:
ALTERNATES:
PROPOSED VE (Provide Clear Description):
FULLY LOADED LABOR RATES
Laborer
Mechanic
Superintendent
Project Manager
SCHEDULE
Prepared shop drawings/submittals
Mobilization
Total duration to complete scope of work
Winner | [5 empty] | proposal |  | 1927700.34
Company | [7 empty] | 243947.7
Contact | [5 empty] | allowance |  | 149000
Phone | [5 empty] | plugs |  | 254519
Email | [5 empty] | remove
Base Bid | 2575167.04 |  |  |  |  | add
[6 empty] | total |  | 2575167.04
| Need Prequalification |  |  |  |  | total above |  | 2575167.04
| Prequalified |  |  |  |  | delta |  | 0

## 08 60 Skylights
Hedrick Plug
[5 empty] | X | Excluded
[5 empty] | I | Included
| BACK TO SUMMARY SHEET |  |  |  |  | Sub Add/Deduct
Project: | Atlantic Fields Club Core / Dock Bar / Spa Pods / Water Features |  |  |  |  | Company | Skylight Concepts
Trade: | Skylights |  |  |  |  | Contact | Myron Goodrich
CSI Code: | 08 60 00 |  |  |  |  | Phone | 954-607-2556
Date: | [5 empty] | Email | mgoodrich@skylightconcepts.com
[6 empty] | Adjusted Bid | 24736 |  | 0 |  | 0 |  | 0 |  | 0 |  | 0
BID DOCUMENTS: |  | Plan/ Spec. Package | QTY | U/M | Unit Cost | Subtotal | Yes/No | Price | Yes/No | Price | Yes/No | Price | Yes/No | Price | Yes/No | Price | Yes/No | Price
GENERAL INCLUSIONS
INCLUDES ALL SALES TAX
ALL HOISTING & RIGGING REQUIRED TO COMPLETE THIS SCOPE
PROVIDE P&P BONDS
FLORIDA STATE CONTRACTORS LIC.
GENERAL LIABILITY AND WORKERS COMP. INSURANCE LIMITS
STATE AND LOCAL TAXES
SPECIFIC TRADE SCOPE OF WORK REQUIREMENTS
BASE BID
| Club Core | [6 empty] | 24736 |  | 0 |  | 0 |  | 0 |  | 0 |  | 0
| VELLUX IMPACT RATED FIXED SKYLIGHT CURB MOUNTED. MODEL (#1446) |  |  |  |  | 0 |  | 0
| Wellness - 5'-11" x 5'-11" |  | 2 | ea |  | 0 |  | 24256
| installation |  | 2 | ea |  |  | I
| blocking |  | 48 | lf | 10 | 480 |  | 480
[6 empty] | 0 |  | 0
[6 empty] | 0 |  | 0
[6 empty] | 0 |  | 0
[6 empty] | 0 |  | 0
[6 empty] | 0 |  | 0
[6 empty] | 0 |  | 0
[6 empty] | 0 |  | 0
[6 empty] | 0 |  | 0
[6 empty] | 0 |  | 0
[6 empty] | 0 |  | 0
[6 empty] | 0 |  | 0
[6 empty] | 0 |  | 0
[6 empty] | 0 |  | 0
[6 empty] | 0 |  | 0
[6 empty] | 0 |  | 0
[6 empty] | 0 |  | 0
[6 empty] | 0 |  | 0
[6 empty] | 0 |  | 0
[6 empty] | 0 |  | 0
[6 empty] | 0 |  | 0
[6 empty] | 0 |  | 0
[6 empty] | 0 |  | 0
[6 empty] | 0 |  | 0
[6 empty] | 0 |  | 0
| SUBTOTAL Base Bid |  |  |  |  | 480 |  | 24736 |  | 0 |  | 0 |  | 0 |  | 0 |  | 0
| BOND RATE | [5 empty] | 0% |  | 0% |  | 0% |  | 0% |  | 0% |  | 0%
| BOND AMOUNT |  |  |  |  | 0 |  | 0 |  | 0 |  | 0 |  | 0 |  | 0 |  | 0
| ADJUSTED TOTAL |  |  |  |  | 480 |  | 24736 |  | 0 |  | 0 |  | 0 |  | 0 |  | 0
| Cost per SF |  |  |  |  | 0.0054132 |  | 0.27896 |  | 0 |  | 0 |  | 0 |  | 0 |  | 0
QUALIFICATIONS
EXCLUSIONS/OWNER PROVIDED ITEMS:
ALTERNATES:
PROPOSED VE (Provide Clear Description):
FULLY LOADED LABOR RATES
Laborer
Mechanic
Superintendent
Project Manager
SCHEDULE
Prepared shop drawings/submittals
Mobilization
Total duration to complete scope of work
Winner
Company
Contact
Phone
Email
Base Bid | 24736
Need Prequalification
Prequalified

## 09 24 Stucco
Hedrick Plug
[5 empty] | X | Excluded
[5 empty] | I | Included
| BACK TO SUMMARY SHEET |  |  |  |  | Sub Add/Deduct |  |  |  |  | they have too much scope for clubcore |  | March 25th |  | working on it
Project: | Atlantic Fields Club Core / Dock Bar / Spa Pods / Water Features |  |  |  |  | Company | Welch Plastering, Inc. |  | Griffin Stucco |  | Lotspeich |  | RB Plastering |  | Alliance USA |  | Dorado Drywall Stucco
Trade: | Stucco |  |  |  |  | Contact | Diane Fried |  | Dan Doerflinger |  | Ryan Schultz |  | Carlos Valencia |  | Estimating Department |  | James Pegg
CSI Code: | 09 24 00 |  |  |  |  | Phone | 561-736-3515 |  | 561-657-3113 |  | 954-978-2388 |  | 772-617-2281 |  | 954-840-7770 |  | 954-675-4867
Date: | [5 empty] | Email | admin@welchplastering.com |  | dan@griffinstucco.com |  | ryan.schultz@lcfinc.com |  | estimating@rbplasteringinc.com |  | estimating@alliancegcusa.com |  | james@doradodrywall.com
[6 empty] | Adjusted Bid | 200300 |  | 197390 |  | 387900 |  | 0 |  | 0 |  | 0
BID DOCUMENTS: |  | Plan/ Spec. Package | QTY | U/M | Unit Cost | Subtotal | Yes/No | Price |  |  | Yes/No | Price | Yes/No | Price | Yes/No | Price | Yes/No | Price
GENERAL INCLUSIONS
| INCLUDES ALL SALES TAX | [5 empty] | i |  | i |  | i
| ALL HOISTING & RIGGING REQUIRED TO COMPLETE THIS SCOPE | [5 empty] | i |  | i |  | i
| PROVIDE P&P BONDS | [5 empty] | x |  | x |  | x
| FLORIDA STATE CONTRACTORS LIC. | [5 empty] | i |  | i |  | i
| GENERAL LIABILITY AND WORKERS COMP. INSURANCE LIMITS | [5 empty] | i |  | i |  | i
| STATE AND LOCAL TAXES | [5 empty] | i |  | i |  | i
SPECIFIC TRADE SCOPE OF WORK REQUIREMENTS
BASE BID
| Club | [6 empty] | 42500 |  | 39590
| 3/4" direct bond plaster cement for all wall types W5.8 - Site wall 7ft | A2.22.5 | 669 | SF | 8 | 5352 | i |  | i |  | i | 124000
| 3/4" direct bond plaster cement for all wall types W5.6 - Planter walls wellness 566 LF @ 1'-6", Planter walls dining 533 LF @ 3'-2" | A2.30.5, A2.43 | 2540 | SF | 8 | 20320 | i |  | i |  | i | 64000
| 5/8" x 6" high stucco below T.O slab for wall types W5 ( W1-W8 REMOVED in ADD1) |  | 1326 | SF | 15 | 19890 | x |  | x |  | x
| 5/8" scratch coat under stone cladding |  | 17700 | SF | 8 | 141600 | i | 157800 | P | 157800 | i | 199900
| Dock Bar | [5 empty] | x |  | x |  | x
| 5/8" x 6" high stucco below T.O slab for wall types W1,W4 REMOVED in ADD1 |  | 60 | SF | 15 | 900 | x |  | x |  | x
| Spa Garden | [5 empty] | x |  | x |  | x
| 5/8" x 6" high stucco below T.O slab for wall types W1,W4 REMOVED in ADD1 |  | 2679 | SF | 15 | 40185 | x |  | x |  | x
| Misc | [5 empty] | i |  | i |  | i
| Include metal lath |  | 1 | LS |  |  | i | wire lath | i | Vinyl lath | i | paper back lath
| G60 hot dip galv foundation weep screed - Specs in Section 092400 |  | 1 | LS |  |  | i |  | i | Vinyl Weep Screed | i | PVC
| Zinc steel cornerbeads - Specs in Section 092400 |  | 1 | LS |  |  | i |  | i | Vinyl Corner Bead | i | PVC
| SUBTOTAL Base Bid |  |  |  |  | 228247 |  | 200300 |  | 197390 |  | 387900 |  | 0 |  | 0 |  | 0
| BOND RATE | [5 empty] | 0% |  | 0% |  | 0% |  | 0% |  | 0% |  | 0%
| BOND AMOUNT |  |  |  |  | 0 |  | 0 |  | 0 |  | 0 |  | 0 |  | 0 |  | 0
| ADJUSTED TOTAL |  |  |  |  | 228247 |  | 200300 |  | 197390 |  | 387900 |  | 0 |  | 0 |  | 0
| Cost per SF |  |  |  |  | 2.5741 |  | 2.2589 |  | 2.2261 |  | 4.3745 |  | 0 |  | 0 |  | 0
QUALIFICATIONS
We include 5/8" stucco with sand/float finish and bonding agent only at the wellness exterior site wall. All stucco accessories are included as PVC.
We include 5/8" scratch coat under stone cladding as specified in A0.32 . The material is assumed to be compatible with the mortar bed. See VA log
ALTERNATES:
PROPOSED VE (Provide Clear Description):
| Deduct the 5/8" scratch coat under the stone cladding | [6 empty] | -157800
We exclude any stucco or cement plastering under Wood cladding
| 3/4" direct bond plaster cement for all wall types W5.6 - Planter walls wellness 566 LF @ 1'-6", Planter walls dining 533 LF @ 3'-2" ILO Metal plate | A2.30.5, A2.43 | 2540 | SF
FULLY LOADED LABOR RATES
Laborer
Mechanic
Superintendent
Project Manager
SCHEDULE
Prepared shop drawings/submittals
Mobilization
Total duration to complete scope of work
Winner |  | Club | Dock Bar | Spa Garden
Company
Contact
Phone
Email
Base Bid | 200300 | 200300 | 0 | 0
Need Prequalification
Prequalified
Note on K25: Claudia Mejias: Griffin wont price the scratch.

## 09 29 Gypsum Board (2) (hidden)
Hedrick Plug
[5 empty] | X | Excluded
[5 empty] | I | Included
| BACK TO SUMMARY SHEET |  |  |  |  | Sub Add/Deduct
Project: | Atlantic Fields Club Core / Dock Bar / Spa Pods / Water Features |  |  |  |  | Company | Feliciano Drywall |  | Lotspeich Co. |  | Perini Interiors
Trade: | Drywall / Framing |  |  |  |  | Contact | Luis Feliciano |  | Blake Whitley |  | Jason Perini
CSI Code: | 09 29 |  |  |  |  | Phone | (954) 632-8125 |  | (561) 300-5056 |  | (321) 890-7406
Date: | [5 empty] | Email | luis@fdrywall.com |  | blake.whitley@lcfinc.com |  | jason@periniinteriors.com
[6 empty] | Adjusted Bid | 0 |  | 0 |  | 0 |  | 0 |  | 0 |  | 0
BID DOCUMENTS: |  | Plan/ Spec. Package | QTY | U/M | Unit Cost | Subtotal | Yes/No | Price | Yes/No | Price | Yes/No | Price | Yes/No | Price | Yes/No | Price | Yes/No | Price
GENERAL INCLUSIONS
INCLUDES ALL SALES TAX
ALL HOISTING & RIGGING REQUIRED TO COMPLETE THIS SCOPE
PROVIDE P&P BONDS
FLORIDA STATE CONTRACTORS LIC.
GENERAL LIABILITY AND WORKERS COMP. INSURANCE LIMITS
STATE AND LOCAL TAXES
SPECIFIC TRADE SCOPE OF WORK REQUIREMENTS
| BASE BID | [17 empty] | paint
[6 empty] | 0 |  | 0
[6 empty] | 0 |  | 0
[6 empty] | 0 |  | 0
[6 empty] | 0 |  | 0
[6 empty] | 0 |  | 0
[6 empty] | 0 |  | 0
[6 empty] | 0 |  | 0
[6 empty] | 0 |  | 0
[6 empty] | 0 |  | 0
[6 empty] | 0 |  | 0
[6 empty] | 0 |  | 0
[6 empty] | 0 |  | 0
[6 empty] | 0 |  | 0
[6 empty] | 0 |  | 0
[6 empty] | 0 |  | 0
[6 empty] | 0 |  | 0
[6 empty] | 0 |  | 0
[6 empty] | 0 |  | 0
[6 empty] | 0 |  | 0
[6 empty] | 0 |  | 0
[6 empty] | 0 |  | 0
[6 empty] | 0 |  | 0
[6 empty] | 0 |  | 0
[6 empty] | 0 |  | 0
[6 empty] | 0 |  | 0
[6 empty] | 0 |  | 0
[6 empty] | 0 |  | 0
[6 empty] | 0 |  | 0
[6 empty] | 0 |  | 0
| SUBTOTAL Base Bid |  |  |  |  | 0 |  | 0 |  | 0 |  | 0 |  | 0 |  | 0 |  | 0
| BOND RATE | [5 empty] | 0% |  | 0% |  | 0% |  | 0% |  | 0% |  | 0%
| BOND AMOUNT |  |  |  |  | 0 |  | 0 |  | 0 |  | 0 |  | 0 |  | 0 |  | 0
| ADJUSTED TOTAL |  |  |  |  | 0 |  | 0 |  | 0 |  | 0 |  | 0 |  | 0 |  | 0
| Cost per SF |  |  |  |  | 0 |  | 0 |  | 0 |  | 0 |  | 0 |  | 0 |  | 0
QUALIFICATIONS
EXCLUSIONS/OWNER PROVIDED ITEMS:
ALTERNATES:
PROPOSED VE (Provide Clear Description):
FULLY LOADED LABOR RATES
Laborer
Mechanic
Superintendent
Project Manager
SCHEDULE
Prepared shop drawings/submittals
Mobilization
Total duration to complete scope of work
Winner
Company
Contact
Phone
Email
Base Bid | 0
Need Prequalification
Prequalified

## 09 26 Plaster
Hedrick Plug
[5 empty] | X | Excluded
[5 empty] | I | Included | [6 empty] | Budget proposal
| BACK TO SUMMARY SHEET |  |  |  |  | Sub Add/Deduct | [6 empty] | working on hard number |  | only Mouldings
Project: | Atlantic Fields Club Core / Dock Bar / Spa Pods / Water Features |  |  |  |  | Company | Russo Painting/Hyde Park |  | Art Space NYC/Hyde Park |  | Foster Reeve & Associates |  | Addison Drywall |  | Hyde Park Mouldings
Trade: | Plaster |  |  |  |  | Contact | Ryan Russo |  | Michael Glickman |  | Richard Carbino |  | David Taylor |  | Benjamin Blythe
CSI Code: | 09 26 00 |  |  |  |  | Phone | 561-585-7506 |  | 212-967-6602 |  | 561-444-2971 |  | 561-529-2800, Ext. 203 |  | 561-727-9118
Date: | [5 empty] | Email | <Estimating@russopainting.net> |  | artspacenyc@yahoo.com |  | richard@fraplaster.com |  | David Taylor <david@addisondrywall.com> |  | ben@hyde-park.com
[6 empty] | Adjusted Bid | 565992.54 |  | 626812.96 |  | 725143 |  | 492143 |  | 211461.54
BID DOCUMENTS: |  | Plan/ Spec. Package | QTY | U/M | Unit Cost | Subtotal | Yes/No | Price |  |  | Yes/No | Price | Yes/No | Price | Yes/No | Price
GENERAL INCLUSIONS
| INCLUDES ALL SALES TAX | [5 empty] | i |  | i |  | i |  | i |  | i
| ALL HOISTING & RIGGING REQUIRED TO COMPLETE THIS SCOPE | [5 empty] | i |  | i |  | i |  | i |  | i
| PROVIDE P&P BONDS | [5 empty] | x |  | x |  | x |  | x |  | x
| FLORIDA STATE CONTRACTORS LIC. | [5 empty] | i |  | i |  | i |  | i |  | i
| GENERAL LIABILITY AND WORKERS COMP. INSURANCE LIMITS | [5 empty] | i |  | i |  | i |  | i |  | i
| STATE AND LOCAL TAXES | [5 empty] | i |  | x |  | i |  | i |  | i
SPECIFIC TRADE SCOPE OF WORK REQUIREMENTS
BASE BID
Club
Walls
| SF-101 White Plaster, color WHI-05, smooth textured hand troweled |  | 1738 | SF | 40 | 69520 | i | 299531 | i | 383506 | i | 450000 | i | 217000 | x
| D-100 Entry Bar, D-102 Dining Room, D-103 Omakase, D-108 FOH Hallway, D-101 Wine Room, F-102 Juice Bar | [5 empty] | i |  | i |  | i |  | i |  | x
| Planter millwork at Juice Bar West (SF-101 plaster) | ID-5.20 | 1 | LS | 5000 | 5000 | P | 5000 | P | 5000 | P | 5000 | P | 5000 | x
| SF-102 Empty Item (SF-101, see RFI Responses #1 page 19) |  | 15 | SF | 40 | 600 | i |  | i |  | i |  | i |  | x
| D-100 Entry Bar -E | [5 empty] | i |  | i |  | i |  | i |  | x
| SF-103 Tinted Pink Plaster, Color NUD -01, finish smooth |  | 716 | SF | 40 | 28640 | i |  | i |  | i |  | i |  | x
| D-104 Private dining | [5 empty] | i |  | i |  | i |  | i |  | x
| SF-104 Tinted Plaster, color to match PT-110 OC-18 Dove Wing, smooth texture |  | 752 | SF | 40 | 30080 | i |  | i |  | i |  | i |  | x
| D-200 Sky Bar (include ceiling), D-202 D-203 Sky Bar Restroom, D-200 BOH Vestibule, D-201 Hallway | [5 empty] | i |  | i |  | i |  | i |  | x
| D-200 SKy Bar | [5 empty] | i |  | i |  | i |  | i |  | x
| SF-105 Cream Plaster, color to match PT-108 : OC-131 White down, smooth texture |  | 6139 | SF | 40 | 245560 | i |  | i |  | i |  | i |  | x
| W-100 Retail, W-118 Womens Bar&Lounge, W-116 Mens Bar& Lounge, W-102 Vanity, W-124 Vanity, W-127 Changin room Hallway, W.E.03 - Spa Elevator base, W-100 Retail, W218- IV Lounge, W-214 Hallway | [5 empty] | i |  | i |  | i |  | i |  | x
| SF-106 Textured Raked Plaster, color to match SF-105&PT-108, OC-131, white down |  | 1442 | SF | 40 | 57680 | i |  | i |  | i |  | i |  | x
| W-116 Mens Bar& Lounge, W-118 Womens Bar& Lounge, W-102 Vanity, W-124 Vanity, W-200 Spa Reception,W-131 Hallway, W-200 Reception, W-S.02 Stair outside wall | [5 empty] | i |  | i |  | i |  | i |  | x
| Ceilings | [5 empty] | i |  | i |  | i |  | i |  | x
| SF-101 White Plaster, color WHI-05, smooth textured hand troweled |  | 525 | SF | 40 | 21000 | i |  | i |  | i |  | i |  | x
| D-102 Dining Room | [5 empty] | i |  | i |  | i |  | i |  | x
| SF-104 Tinted Plaster, color to match PT-110 OC-18 Dove Wing, smooth texture |  | 2219 | SF | 40 | 88760 | i |  | i |  | i |  | i |  | x
| D-200 Sky Bar | [5 empty] | i |  | i |  | i |  | i |  | x
[7 empty] | i |  | i |  | i |  | i |  | x
| Mouldings | [5 empty] | P |  | P |  | i | 270143 | P | 270143 | x
| Custom Plaster cast moulding profile at Sky Bar ceiling | ID-6.06 | 1 | LS | 100000 | 100000 | P | 91710 | P | 91710 | i |  | P |  | i | 91710
| Plaster surroundings columns at Sky Bar 12ft high | ID-5.11, ID-6.18 | 2 | EA | 7000 | 14000 | P | 12127 | P | 12127 | i |  | P |  | i | 12127
| Cast Plaster trim profiles at Sky Bar | ID-6.44 | 1 | LS | 20000 | 20000 | P | 18210.8 | P | 18210.8 | i |  | P |  | i | 18210.8
| Painted GFRG Curved drywall at Spa ceiling | ID-6.08 | 1 | LS | 100000 | 100000 | P | 89413.74 | P | 89413.74 | i |  | P |  | i | 89413.74
| HB Adjustment | [5 empty] | P | 50000 | P | 26845.42
Dock Bar - No Plaster
Spa Dock - No Plaster
| SUBTOTAL Base Bid |  |  |  |  | 780840 |  | 565992.54 |  | 626812.96 |  | 725143 |  | 492143 |  | 211461.54
| BOND RATE | [5 empty] | 0% |  | 0% |  | 0% |  | 0% |  | 0%
| BOND AMOUNT |  |  |  |  | 0 |  | 0 |  | 0 |  | 0 |  | 0 |  | 0
| ADJUSTED TOTAL |  |  |  |  | 780840 |  | 565992.54 |  | 626812.96 |  | 725143 |  | 492143 |  | 211461.54
| Cost per SF |  |  |  |  | 8.8059
QUALIFICATIONS
EXCLUSIONS/OWNER PROVIDED ITEMS:
ALTERNATES:
PROPOSED VE (Provide Clear Description):
FULLY LOADED LABOR RATES
Laborer
Mechanic
Superintendent
Project Manager
SCHEDULE
Prepared shop drawings/submittals
Mobilization
Total duration to complete scope of work
Winner |  | Club | Dock Bar | Spa Garden
Company | Russo Painting/Hyde Park
Contact | Ryan Russo
Phone | 561-585-7506
Email | <Estimating@russopainting.net>
Base Bid | 565992.54 | 565992.54 | 0 | 0
Need Prequalification
Prequalified
Note on K49: Claudia Mejias: sales taxes

## 09 29 Gypsum Board
Hedrick Plug
[5 empty] | X | Excluded
[5 empty] | I | Included
| BACK TO SUMMARY SHEET |  |  |  |  | Sub Add/Deduct |  |  | waiting for updated numbers |  |  |  | unresponsive |  |  |  | incomplete scope
Project: | Atlantic Fields Club Core / Dock Bar / Spa Pods / Water Features |  |  |  |  | Company | Tony Rodrigues Metal Framing, Inc. |  | Oceanside Drywall, Inc. |  | Claros Group Inc |  | Dorado |  | Lotspeich Co. |  | Atlantic Interior Services
Trade: | Drywall / Framing |  |  |  |  | Contact | Tony Rodriguez |  | Miguel Oliver |  | Natalia Ponce De Leon |  | James Pegg |  | Luis Ramirez |  | Francisco Perez
CSI Code: | 09 29 |  |  |  |  | Phone | 561-252-4230 |  | 561-951-3982 |  | 954-465-0883 |  | 954-675-4867 |  | (561) 848-3040 ext. 223 |  | 561-575-4499
Date: | [5 empty] | Email | tony@rodriguesmetalframing.com |  | moliver@oceansidedrywall.com |  | lenin@clarosgroupinc.com> |  | James@doradodrywall.com |  | <Luis.Ramirez@lcfinc.com> |  | frank@atlanticinteriorservices.com
[6 empty] | Adjusted Bid | 3198293 |  | 3135579 |  | 3345302 |  | 2846179 |  | 3691646 |  | 2351501
BID DOCUMENTS: |  | Plan/ Spec. Package | QTY | U/M | Unit Cost | Subtotal | Yes/No | Price | Yes/No | Price | Yes/No | Price |  |  | Yes/No | Price | Yes/No | Price
GENERAL INCLUSIONS
| INCLUDES ALL SALES TAX | [5 empty] | i |  | i |  | i |  | i |  | i |  | i
| ALL HOISTING & RIGGING REQUIRED TO COMPLETE THIS SCOPE | [5 empty] | i |  | i |  | i |  | i |  | i |  | i
| PROVIDE P&P BONDS | [5 empty] | x |  | x |  | x |  | x |  | x |  | x
| FLORIDA STATE CONTRACTORS LIC. | [5 empty] | i |  | i |  | i |  | i |  | i |  | i
| GENERAL LIABILITY AND WORKERS COMP. INSURANCE LIMITS | [5 empty] | i |  | i |  | i |  | i |  | i |  | i
| STATE AND LOCAL TAXES | [5 empty] | i |  | i |  | i |  | i |  | i |  | i
SPECIFIC TRADE SCOPE OF WORK REQUIREMENTS
BASE BID
Framing and Drywall, incl.:
| a. furnish all metal studs, channels, horizontal bracing, gypsum board products and insulation as scheduled | [5 empty] | i |  | i |  | i |  | i |  | i |  | i
| b. equipment, lifts, power tools, etc. as required | [5 empty] | i |  | i |  | i |  | i |  | i |  | i
| c. Level 4 finish and Level 5 finish as scheduled | [5 empty] | i |  | i |  | i |  | i |  | i |  | i
| d. provide in wall backing for cabinets, door frames, fire extinguishers, accessories, etc. as required/scheduled. | [5 empty] | i |  | i |  | i |  | i |  | i |  | i
| e. include labor for wall and ceiling layout as required | [5 empty] | i |  | i |  | i |  | i |  | i |  | i
| f. provide fire caulking, sound caulking, etc. to complete partition/wall type for a complete wall and ceiling assembly. | [5 empty] | i |  | i |  | i |  | i |  | i |  | i
| g. OSHA requirements | [5 empty] | i |  | i |  | i |  | i |  | i |  | i
| h. daily clean up for your scope of work | [5 empty] | i |  | i |  | i |  | i |  | i |  | i
Acknowledgement of RFI Responses #1 and #2
Acknowledgement of Addendum #1
| Club | [5 empty] | i | 2685594 | i | 2206384 | i | 2388194 | i | 2113466 | i | 2396000 | i | 1478938
P1.1A - 15'H | 1-5/8" metal studs with 5/8" GB, 3/8" air gap and 2" rigid insulation R-13, paint finish |  | 1108 | LF
P1.1B - 15'H | 1-5/8" metal studs with 5/8" Durock Cement Board, 3/8" air gap and 2" rigid insulation R-13 - tile finish |  | 229 | LF
P1.1C - 15'H | 1-5/8" metal studs with 5/8" GB, 3/8" air gap and 2" rigid insulation R-13 , FRP finish |  | 118 | LF
P1.1D - 15'H | 1-5/8" metal studs with 5/8" durock cement board, 3/8" air gap and 2" rigid insulation R-13, plaster finish |  | 63 | LF
P1.1G - 15'H | 1-5/8" metal studs with 5/8" plywood sheathing, 3/8" air gap and 2" rigid insulation R-13 , wood finish |  | 79 | LF
P1.1H - 15'H | 1-5/8" metal studs with 5/8" GB, 3/8" air gap and 2" rigid insulation R-13, wallpaper finish |  | 167 | LF
P1.3A - 15'H | 3-5/8" metal studs with 5/8" GB, 3/8" air gap and 2" rigid insulation R-13, paint finish |  | 9 | LF
P1.3B - 15'H | 3-5/8" metal studs with 5/8" GB, 3/8" air gap and 2" rigid insulation R-13 |  | 14 | LF
P2.1A | 1-5/8" metal studs with 5/8" GB, sound batt insulation for sound attenuation, paint finish |  | 986 | LF |  | 0
P2.1B | 1-5/8" metal studs with 5/8" Durock Cement Board, sound batt insulation for sound attenuation, paint finish |  | 57 | LF
P2.1C | 1-5/8" metal studs with 5/8" GB, sound batt insulation for sound attenuation , FRP finish |  | 142 | LF
P2.1D | 1-5/8" metal studs with 5/8" durock cement board, sound batt insulation for sound attenuation, plaster finish |  | 169 | LF
P2.1G | 1-5/8" metal studs with 5/8" plywood sheathing backerboard, sound batt insulation for sound attenuation, wood clad finish |  | 125 | LF
P2.1H | 1-5/8" metal studs with 5/8" GB, sound batt insulation for sound attenuation, wallpaper finish |  | 75 | LF
P2.3A | 3-5/8" metal studs with 5/8" GB, sound batt insulation for sound attenuation |  | 105 | LF
P2.3B | 3-5/8" metal studs with 5/8" Durock Cement Board, sound batt insulation for sound attenuation - tile areas |  | 46 | LF
P2.3D | 3-5/8" metal studs with 5/8" Durock Cement Board,, sound batt insulation for sound attenuation, plaster finish |  | 40 | LF
P2.3G | 3-5/8" metal studs with 5/8" plywood sheathing backerboard, sound batt insulation for sound attenuation, wood clad finish |  | 16 | LF
P2.3H | 3-5/8" metal studs with 5/8" GB, sound batt insulation for sound attenuation, wallpaper finish |  | 13 | LF
P2.6A | 6" metal studs with 5/8" GB, sound batt insulation for sound attenuation, paint finish |  | 100 | LF
P2.6B | 6" metal studs with 5/8" Durock Cement Board, sound batt insulation for sound attenuation - tile areas |  | 40 | LF
P2.6C | 6" metal studs with 5/8" GB, sound batt insulation for sound attenuation , FRP finish |  | 4 | LF
P2.6D | 6" metal studs with 5/8" Durock Cement board sound batt insulation for sound attenuation, plaster finish |  | 41 | LF
P2.6G | 6" metal studs with 5/8" plywood sheating backerboard, sound batt insulation for sound attenuation |  | 92 | LF |  | 0
P2.6H | 6" metal studs with 5/8" GB, sound batt insulation for sound attenuation, wallpaper finish |  | 16 | LF
P3.3A | 3-5/8" metal studs with double side 5/8" GB,sound batt insulation for sound attenuation |  | 129 | LF
P3.3B | 3-5/8" metal studs with double side 5/8" Durock Cement Board, sound batt insulation for sound attenuation - tile areas |  | 53 | LF
P3.3AB | 3-5/8" metal studs with 5/8" GB, 5/8" Durock Cement Board, sound batt insulation for sound attenuation |  | 50 | LF
P3.6A | 6" metal studs with double side 5/8" GB, sound batt insulation for sound attenuation |  | 225 | LF
P3.6B | 6" metal studs with double side 5/8" Durock Cement Board, sound batt insulation for sound attenuation |  | 350 | LF
P3.6C | 6" metal studs with double side 5/8" GB,sound batt insulation for sound attenuation , FRP finish |  | 67 | LF
P3.6D | 6" metal studs with 5/8" Durock cement board, sound batt insulation for sound attenuation, plaster finish |  | 121 | LF
P3.6G | 6" metal studs with double side 5/8" plywood sheating backerboard, sound batt insulation for sound attenuation, wood clad finish |  | 51 | LF
P3.6H | 6" metal studs with double side 5/8" GB, sound batt insulation for sound attenuation, wallpaper finish |  | 70 | LF
P3.6AB | 6" metal studs with 5/8" GB & 5/8" Durock Cement Board, sound batt insulation for sound attenuation |  | 270 | LF
P3.6AC | 6" metal studs with double side 5/8" GB , sound batt insulation for sound attenuation, FRP finish on one side |  | 89 | LF
P3.6AD | 6" metal studs with 5/8" Durock cement board, sound batt insulation for sound attenuation, plaster finish on one side |  | 239 | LF
P3.6AG | 6" metal studs with one 5/8" GB, 5/8" plywood sheathing, sound batt insulation for sound attenuation, wood clad on one side |  | 40 | LF
P3.6AH | 6" metal studs with one 5/8" GB, 5/8" plywood sheathing, sound batt insulation for sound attenuation, wallpaper on one side |  | 205 | LF
P3.6BC | 6" metal studs with one 5/8" Durock Cement Board, 5/8" GB, sound batt insulation for sound attenuation, FRP on one side, tile on other side |  | 67 | LF
P3.6BD | 6" metal studs with one 5/8" Durock Cement Board, 5/8" GB, sound batt insulation for sound attenuation, plaster on one side, tile on other side |  | 73 | LF
P3.6BG | 6" metal studs with one 5/8" Durock Cement Board, 5/8" plywood sheathing, sound batt insulation for sound attenuation, wood clad on one side, tile on other side |  | 28 | LF
P3.6BH | 6" metal studs with one 5/8" Durock Cement Board, 5/8" GB, sound batt insulation for sound attenuation, wallcover on one side, tile on other side |  | 222 | LF
P3.6CD | 6" metal studs with 5/8" Durock Cement Board, 5/8" GB ,sound batt insulation for sound attenuation , FRP finish one side, plaster finish other side |  | 57 | LF
P3.6CG | 6" metal studs with 5/8" GB, 5/8" plywood sheathing, sound batt insulation, FRP finish one side, wood clad other side |  | 62 | LF
P3.6DG | 6" metal studs with double side 5/8" GB, sound batt insulation, plaster finish one side, wood clad other side |  | 12 | LF
P3.6DH | 6" metal studs with double side 5/8" GB, sound batt insulation, plaster finish one side, wall covering other side |  | 290 | LF
P3.6GH | 6" metal studs with 5/8" GB, 5/8" plywood sheathing, sound batt insulation, wood clad finish one side, wall covering other side |  | 44 | LF
P3.8B | 8" metal studs with double side 5/8" Durock Cement Board, sound batt insulation for sound attenuation |  | 59 | LF
P3.8AD | 8" metal studs with double side 5/8" GB, sound batt insulation for sound attenuation, plaster finish on one side |  | 20 | LF
P3.8DH | 8" metal studs with double side 5/8" GB, sound batt insulation, plaster finish one side, wall covering other side |  | 25 | LF
P3.10A | 10" metal studs with double side 5/8" GB, sound batt insulation for sound attenuation |  | 33 | LF
P3.10AB | 10" metal studs with 5/8" GB & 5/8" Durock Cement Board, sound batt insulation for sound attenuation |  | 5 | LF
P3.10BD | 10" metal studs with one 5/8" Durock Cement Board, 5/8" GB, sound batt insulation for sound attenuation, plaster on one side, tile on other side |  | 15 | LF
P4.4A | 4" C-H stud, 20 Ga with (1) layer of 1" sheetrock gypsum liner board type SLX and (1) layer of 3/4" sheetrock ultracode board type X, 3" batt insulation and fire rated sealant, paint finish |  | 95 | LF
P4.4B | 4" C-H stud, 20 Ga with (1) layer of 1" sheetrock gypsum liner board type SLX and (1) layer of 3/4" sheetrock ultracode board type X, 3" batt insulation and fire rated sealant, tile finish |  | 38 | LF
P4.4D | 4" C-H stud, 20 Ga with (1) layer of 1" sheetrock gypsum liner board type SLX and (1) layer of 3/4" sheetrock ultracode board type X, 3" batt insulation and fire rated sealant, plaster finish |  | 19 | LF
P4.4G | 4" C-H stud, 20 Ga with (1) layer of 1" sheetrock gypsum liner board type SLX and (1) layer of 3/4" sheetrock ultracode board type X, 3" batt insulation and fire rated sealant, wood clad finish |  | 23 | LF
P4.4H | 4" C-H stud, 20 Ga metal studs with double side 5/8" GB, sound batt insulation for sound attenuation, wallpaper finish |  | 18 | LF
| Metal framing |  | 7018 | LF | 50 | 350900 | i |  | i |  | i |  | i |  | i |  | i
| 1-5/8" studs, 3-5/8" studs, 6" studs, 4" C-H studs 20Ga -G60 Studs | [5 empty] | i | 23680 | i |  | i |  | i |  | i | G60 | i | G60?
| Fry Reglet |  | 1 | LS | 10000 | 10000 | i |  | i |  | i |  | P | 10000 | i |  | P | 10000
| Drywall board |  | 152730 | SF | 4 | 610920 | i |  | i |  | i |  | i |  | i |  | i
| 5/8" Gypsum board for all A walls | [5 empty] | i |  | i |  | i |  | i |  | i |  | i
| 5/8" Durock Cement Board for B-tile areas and D-Plaster walls | [5 empty] | i |  | i |  | i |  | i |  | i |  | i
| 5/8" Plywood sheathing backerboard for G wood clad walls |  | 15400 | SF | 10 | 154000 | i |  | i |  | i |  | P | 154000 | i |  | i
| FRP Finish By Panolam, Standard FRP, classic collection | [5 empty] | i | 36144 | i |  | i |  | i |  | i |  | P | 36144
| 1" sheetrock gypsum liner board type SLX | [5 empty] | i |  | i |  | i |  | i |  | i |  | i
| 3/4" sheetrock ultracode board type X | [5 empty] | i |  | i |  | i |  | i |  | i |  | i
| Lvl 5 finish for plaster finish walls | Manual | 14000 | SF | 1.6 | 22400 | i | 21400 | i |  | i |  | i |  | i |  | i
| Lvl 5 finish for painted walls | Note ID-5.37 | 35000 | SF | 1.6 | 56000 | P | 56000 | i |  | i |  | P | 56000 | i |  | i
| Insulation |  | 105270 | SF | 1 | 105270 | i |  | i |  | i |  | i |  | i |  | i
| 2" rigid insulation R13, 3" Batt insulation | [5 empty] | i |  | i | 226148 | i | 302434 | i |  | i |  | i
| Sealant |  | 1 | LS | 10000 | 10000 | i |  | i |  | i |  | i |  | i |  | i
| 2h fire rating (fire rated sealant) | Note 9/A0.31 |  |  |  |  | i |  | i |  | i |  | i |  | i |  | i
| Interior Soffits & ceilings | [5 empty] | i |  | i |  | i |  | i |  | i |  | i
| 1-5/8" and 3-5/8" studs w/ 5/8" drywall board at drywall ceiling |  | 1564 | SF | 10 | 15640 | i |  | i |  | i |  | i |  | i |  | i
| 5/8" plywood at ceilings with wood finish |  | 17067 | SF | 10 | 170670 | i |  | i |  | i |  | P | 170670 | i |  | P | 170670
| Framing for roller shade pockets | 2,4/A8.13 | 1 | LS | 15000 |  | i |  | i |  | i |  | P | 15000 | i |  | P | 15000
| Framing to support Insect screen & access panels | 8/A2.50 | 38 | EA | 250 | 9500 | i | 13300 | P | 9500 | i |  | P | 9500 | P | 9500 | P | 9500
| Drywall for ceiling cove | ID-6.05 | 1 | LS | 10000 | 10000 | i |  | i |  | i |  | i |  | i |  | P | 10000
| Exterior Framing | [5 empty] | i |  | i |  | i | 462230 | i |  | i | 774000 | P
| Framing w/5/8" Denssglass for parapet | 1/A4.00 |  |  |  |  | i | 14825 | i |  | i |  | i |  | i |  | P
| Framing w/ 5/8" durock cement board (Should be densglass) under MT-01 plate outside kids space | 1/A4.01 | 174 | SF | 8 | 1392 | i |  | P | 1392 | i |  | i |  | i |  | P
| Framing w/ 5/8" plywood under WD-08 soffits | 2/A4.02 | 17589 | SF | 10 | 175890 | i |  | i | 382366 | i |  | i |  | i |  | P | 382366
| Framing for ribbon canopy soffit |  | 3134 | SF | 10 | 31340 | P | 53098 | P | 53098 | i |  | i | 53098 | i | 102000 | P | 53098
| Engineering for exterior framing |  | 1 | LS | 20000 | 20000 | i | 18400 | P | 18400 | i |  | P | 18400 | i |  | P | 18400
| Misc | [5 empty] | i |  | i |  | i |  | i |  | i |  | i
| All blocking as per plans (wet areas require metal blocking) | Note 5/A0.31 | 1 | LS | 10000 | 10000 | i |  | i |  | i |  | i |  | i |  | i
| Install door frames |  | 192 | EA | 300 | 57600 | i |  | i |  | i |  | i |  | i |  | i
| FRP cladding at bars (Entry Bar, Sky Bar, Speakeasy Bar, Omakase Bar, Juice Bar, Mens Womans Lounge Bar) | ID-5.05, ID-5.11, ID-6.32, ID-6.40, ID-6.50, ID-6.61.2 | 312 | SF | 10 | 3120 | i | 2646 | P | 2646 | P | 2646 | P | 2646 | P | 2646 | P | 2646
| Touch up hours |  | 1 | LS | 16000 | 16000 | P | 16000 | i |  | P | 16000 | P | 16000 | P | 16000 | P | 16000
2" | Rigid insulation at unconditioned space below conditioned space | A2.10, A2.12 | 6577 | SF | 3 | 19731 | i | 19200 | x |  | P | 19200 | P | 19200 | i | 42000 | P | 19200
| Dining fireplace framing, drywall & insulation | A4.30 | 1 | LS | 10000 | 10000 | i |  | x |  | i |  | P | 10000 | x |  | P | 10000
| Fire rated blocking at Speakeasy Upholstered ceiling panel | 2/ID-6.17 | 1 | LS | 2000 | 2000 | i |  | i |  | i |  | i |  | i |  | i
| Wood blocking at Dining Restroom ( behind stone cladding) | 2/ID-6.18 | 1 | LS | 2000 | 2000 | i |  | i |  | i |  | i |  | i |  | i
| Shaft walls to have STC-51 | A0.31 |  |  |  |  | i |  | i |  | i |  | i |  | i |  | i
| Installation of Access panels |  | 25 | EA | 500 | 12500 | P | 12500 | P | 12500 | i | 23125 | P | 12500 | P | 12500 | P | 12500
| Dock Bar | [5 empty] | i | 41190 | i | 28988 | i | 33227 | i | 26358 | i | 40200 | i
P1.1A | 1-5/8" metal studs with 5/8" GB, 3/8" air gap and 2" rigid insulation R-13 |  | 8 | LF | [12 empty] | i
P1.1B | 1-5/8" metal studs with 5/8" Durock Cement Board, 3/8" air gap and 2" rigid insulation R-13 - tile areas |  | 61 | LF | [12 empty] | i
P1.1C | 1-5/8" metal studs with 5/8" GB, 3/8" air gap and 2" rigid insulation R-13 , FRP finish |  | 19 | LF | [12 empty] | i
P3.6B | 6" metal studs with 5/8" Durock Cement Board, sound batt insulation for sound attenuation |  | 21 | LF | [12 empty] | i
P3.6AB | 6" metal studs with 5/8" Durock Cement Board, 5/8" GB sound batt insulation for sound attenuation |  | 11 | LF | [12 empty] | i
P3.6BC | 6" metal studs with 5/8" Durock Cement Board, 5/8" GB, sound batt insulation for sound attenuation, FRP finish |  | 34 | LF | [12 empty] | i
| Metal framing |  | 154 | LF | 50 | 7700 | i |  | i |  | i |  | i |  | i |  | i
| 1-5/8" metal studs, 6" metal studs | [5 empty] | i |  | i |  | i |  | i |  | i |  | i
| Drywall board |  | 7480 | SF | 4 | 29920 | i |  | i |  | i |  | i |  | i |  | i
| 5/8" Gypsum board for all walls | [5 empty] | i |  | i |  | i |  | i |  | i |  | i
| 5/8" Durock Cement Board for tile areas | [5 empty] | i |  | i |  | i |  | i |  | i |  | i
| FRP Finish FRP-1 | [5 empty] | i | 4680 | i |  | i |  | i |  | i |  | P | 4680
| Lvl 4 finish (lvl 5 removed in Addendum #1) | [5 empty] | i |  | i | asked to deduct | i |  | i |  | i |  | i
| Insulation |  | 5236 | SF | 2.5 | 13090 | i |  | i |  | i |  | i |  | i |  | i
| 2" rigid insulation R13, Batt sound insulation | [5 empty] | i |  | i | 4989 | i |  | i |  | i |  | i
| Interior Soffits & ceilings | [5 empty] | i |  | i |  | i |  | i |  | i |  | i
| 1-5/8" and 3-5/8" studs w/ 5/8" drywall board at drywall ceiling |  | 432 | SF | 6 | 2592 | i |  | i |  | i |  | i |  | i |  | i
| Exterior Framing/Plywood | [5 empty] | i | 28676 | P | 28676 | i |  | P | 28676 | i | 119000 | P | 28676
| Furring w/ 5/8" plywood under WD-16 soffits |  | 2830 | SF | 10 | 28300 | i |  | P |  | i |  | i |  | i |  | P
| Misc | [5 empty] | i |  | i |  | i |  | i |  | P |  | P
| Touch up hours |  | 1 | LS | 2000 | 2000 | P | 2000 | i |  | i |  | P | 2000 | P | 2000 | P | 2000
| Spa | [5 empty] | i | 102917 | i | 79033 | i | 86936 | i | 57382 | i | 109800 | i
P1.1A | 1-5/8" metal studs with 5/8" GB, 3/8" air gap and 2" rigid insulation R-13 |  | 184 | LF | [12 empty] | i
P1.1B | 1-5/8" metal studs with 5/8" Durock Cement Board, 3/8" air gap and 2" rigid insulation R-13 - tile areas |  | 160 | LF | [12 empty] | i
P2.3A | 3-5/8" metal studs with 5/8" GB, sound batt insulation for sound attenuation |  | 28 | LF | [12 empty] | i
P2.3B | 3-5/8" metal studs with 5/8" Durock Cement Board, sound batt insulation for sound attenuation - tile areas |  | 4 | LF | [12 empty] | i
P2.6A | 6" metal studs with 5/8" GB, sound batt insulation for sound attenuation - tile areas |  | 1 | LF | [12 empty] | i
P2.6B | 6" metal studs with 5/8" Durock Cement Board, sound batt insulation for sound attenuation - tile areas |  | 1 | LF | [12 empty] | i
P3.6A | 6" metal studs with 5/8" GB (double side), sound batt insulation for sound attenuation |  | 12 | LF | [12 empty] | i
P3.6B | 6" metal studs with 5/8" Durock Cement Board (double side), sound batt insulation for sound attenuation |  | 16 | LF | [12 empty] | i
P3.6AB | 6" metal studs with 5/8" Durock Cement Board, 5/8" GB, sound batt insulation for sound attenuation |  | 20 | LF | [12 empty] | i
| Metal framing |  | 426 | LF | 50 | 21300 | i |  | i |  | i |  | i |  | i |  | i
| 1-5/8" metal studs, 3-5/8" metal stud, 6" metal studs | [5 empty] | i |  | i |  | i |  | i |  | i |  | i
| Drywall board |  | 5688 | SF | 4 | 22752 | i |  | i |  | i |  | i |  | i |  | i
| 5/8" Gypsum board for all walls | [5 empty] | i |  | i |  | i |  | i |  | i |  | i
| 5/8" Durock Cement Board for tile areas | [5 empty] | i |  | i |  | i |  | i |  | i |  | i
| Insulation |  | 5112 | SF | 2.5 | 12780 | i |  | i |  | i |  | i |  | i |  | i
| 2" rigid insulation R13, Batt sound insulation | [5 empty] | i |  | i | 11604 | i |  | i |  | i |  | i
| Sealant |  | 1 | LS |  |  | i |  | i |  | i |  | i |  | i |  | i
| Caulking | [5 empty] | i |  | i |  | i |  | i |  | i |  | i
| Interior Soffits & ceilings | [5 empty] | i |  | i |  | i |  | i |  | i |  | i
| 1-5/8" and 3-5/8" studs w/ 5/8" drywall board at drywall ceiling |  |  | SF | 6 |  | i |  | i |  | i |  | i |  | i |  | i
| 5/8" plywood at ceilings with wood finish |  | 933 | SF | 10 | 9330 | i |  | i |  | i |  | P | 9330 | i |  | P | 9330
| Framing for roller shade pockets | A8.01 | 1 | LS | 5000 | 5000 | i |  | P | 5000 | i |  | P | 5000 | P | 5000 | P | 5000
| Framing to support Insect screen & access panels | A6.01 | 4 | EA | 250 | 1000 | i | 1400 | P | 1000 | i |  | P | 1000 | P | 1000 | P | 1400
| Exterior Framing | [5 empty] | i |  | i |  | i |  | i |  | i | 59000 | P
| Furring w/ 5/8" plywood under WD-16 soffits |  | 4300 | SF | 10 | 43000 | i | 43643 | i | 52545 | i |  | P | 43643 | i |  | P | 43643
| Plywood backer for wood screen wall | A8.10 | 1740 | SF | 6.5 | 11310 | i |  | P | 11310 | P | 11310 | P | 11310 | i |  | P | 11310
| Misc | [5 empty] | i |  | i |  | i |  | i |  | i |  | i
| Touch up hours |  | 1 | LS | 1000 | 1000 | P | 1000 | i |  | i |  | P | 1000 | P | 1000 | P | 1000
| Drywall for ceiling cove | ID-6.06, ID-5.01 |  |  |  |  | i |  | i |  | i |  | i |  | i |  | i
| SUBTOTAL Base Bid |  |  |  |  | 2097947 |  | 3198293 |  | 3135579 |  | 3345302 |  | 2846179 |  | 3691646 |  | 2351501
| BOND RATE | [5 empty] | 0% |  | 0% |  | 0% |  | 0% |  | 0% |  | 0%
| BOND AMOUNT |  |  |  |  | 0 |  | 0 |  | 0 |  | 0 |  | 0 |  | 0 |  | 0
| ADJUSTED TOTAL |  |  |  |  | 2097947 |  | 3198293 |  | 3135579 |  | 3345302 |  | 2846179 |  | 3691646 |  | 2351501
| Cost per SF |  |  |  |  | 23.6596 |  | 36.0688 |  | 35.3615 |  | 37.7267 |  | 32.0978 |  | 41.6326 |  | 26.5191
QUALIFICATIONS
We include G60 metal framing as specified. See VA log for deduct
We include 5/8" CDX fire treated plywood under all ceilings to receive wood cladding
We include 5/8" CDX plywood backing behind all walls to receive wood cladding
We have included level 5 finish for all front of house areas and level 4 finish for all BOH areas
We have included 2" rigid insulation for exterior block walls as specified. See VA log for VR Plus Fi Foil option
We have included R-11 Fiberglass Batt Insulation at interior walls and partitions
We have included 2" rigid insulation at unconditioned space below conditioned space. Areas to be included are W-001 Cart Barn and D-000A Service Area. See VA log
We have included 3 5/8" 18 Gga metal studs with 5/8" CDX plywood for all exterior ceilings and soffits
We have included 3 5/8" 18 Gga metal studs with 5/8" densglass for all exterior framed parapets to receive metal plates
PROPOSED VE (Provide Clear Description):
| Metal studs as G40 ILO G60 | [6 empty] | -23680 |  | -12056
| Deduct for Level 4 finish for BOH areas | [6 empty] | -77400
| Remove rigid insulation at W-001 Cart Banr and D-001A Service Area | [6 empty] | -19200
| VR Fi Foil ILO (achieving R-7) of 2" rigid insulation at exterior block walls at Club Core | [8 empty] | -90700 |  | -70496
| VR Fi Foil ILO (achieving R-7) of 2" rigid insulation at exterior block walls at Dock Bar | [8 empty] | -2418 |  | included
| VR Fi Foil ILO (achieving R-7) of 2" rigid insulation at exterior block walls at Spa Garden | [8 empty] | -6181 |  | included
| 3" mineral wool ILO R-11 Fiberglass Batt Insulation at Club Core | [8 empty] | 42922
| 3" mineral wool ILO R-11 Fiberglass Batt Insulation at Club Core | [8 empty] | 500
| 3" mineral wool ILO R-11 Fiberglass Batt Insulation at Club Core | [8 empty] | 735
| Exterior Framing/Plywood | [6 empty] | 575901 |  | 516685 |  | 462230 |  | 404717 |  | 1054000 |  | 0
| Interior Framing/Drywall | [6 empty] | 2622392 |  | 2618894 |  | 2883072 |  | 2441462 |  | 2637646 |  | 2351501
ALTERNATES:
FULLY LOADED LABOR RATES
Laborer
Mechanic
Superintendent
Project Manager
SCHEDULE
Prepared shop drawings/submittals
Mobilization
Total duration to complete scope of work
Winner |  | Club | Dock Bar | Spa Garden
Company | Tony Rodrigues Metal Framing, Inc.
Contact | Tony Rodriguez
Phone | 561-252-4230
Email | tony@rodriguesmetalframing.com
Base Bid | 3198293 | 2972787 | 76546 | 148960
Need Prequalification
Prequalified
Note on B51: Claudia Mejias: RFI'ed
Note on H104: Claudia Mejias: TO CONFIRM with TONY
Note on N104: Claudia Mejias: TO CONFIRM with James
Note on I113: Claudia Mejias: $350 per access panels - By Tony Rodrigues
Note on B116: Claudia Mejias: 1/A4.00, 2/A4.02, 1/A4.03
Note on B117: Claudia Mejias: 1/A4.01
Note on B118: Claudia Mejias: Locations: D-112 Outdoor Lounge 1/A4.02, 1/A4.01
Note on K118: Claudia Mejias: he included densglass
Note on K119: Claudia Mejias: plug from Dorado until Joseph send me hard number
Note on K150: Claudia Mejias: plug from Tony, waiting for Oceanside hard number
Note on I177: Claudia Mejias: $350 per access panel by Tony Rodrigues
Note on K179: Claudia Mejias: he included densglass
Note on I204: Claudia Mejias: To confirm

## 09 30 Tile
Hedrick Plug
[5 empty] | X | Excluded
[5 empty] | I | Included
| BACK TO SUMMARY SHEET |  |  |  |  | Sub Add/Deduct | [10 empty] | they dont have time
Project: | Atlantic Fields Club Core / Dock Bar / Spa Pods / Water Features |  |  |  |  | Company | Jack Walsh Carpets & Rugs, Inc. |  | O'Neill Brothers Flooring |  | Total Flooring Contractors, LLC |  | ProFast Commercial Flooring LLC |  | Jra Marble And Construction LLC |  | Tile And Marble Works, Inc.
Trade: | Tile |  |  |  |  | Contact | Michael Teitelbaum |  | Emily Baker |  | Jessica Hartman |  | Kevin Killian |  | Jra Marble And Construction LLC |  | Nick Colucci
CSI Code: | 09 30 00 |  |  |  |  | Phone | 561-659-4846 |  | 561-795-8552 |  | 469-332-9024 |  | 301-663-8808 |  | 646-841-7227 |  | 561-721-1010
Date: | [5 empty] | Email | michael@jackwalshcarpets.com |  | bidassist@oneillbrothersflooring.com |  | scolado@totalflooring.net |  | kkillian@profastflooring.com |  | jramarble@gmail.com |  | nick@tileandmarbleworks.com
[6 empty] | Adjusted Bid | 2893685.65 |  | 1186875.2 |  | 2517183.96 |  | 0 |  | 0 |  | 0
BID DOCUMENTS: |  | Plan/ Spec. Package | QTY | U/M | Unit Cost | Subtotal | Yes/No | Price | Yes/No | Price | Yes/No | Price | Yes/No | Price | Yes/No | Price | Yes/No | Price
GENERAL INCLUSIONS
| INCLUDES ALL SALES TAX | [5 empty] | i |  | i |  | i
| ALL HOISTING & RIGGING REQUIRED TO COMPLETE THIS SCOPE | [5 empty] | i |  | i |  | i
| PROVIDE P&P BONDS | [5 empty] | x |  | x |  | x
| FLORIDA STATE CONTRACTORS LIC. | [5 empty] | i |  | i |  | i
| GENERAL LIABILITY AND WORKERS COMP. INSURANCE LIMITS | [5 empty] | i |  | i |  | i
| STATE AND LOCAL TAXES | [5 empty] | i |  | i |  | i
SPECIFIC TRADE SCOPE OF WORK REQUIREMENTS
BASE BID
Acknowledgement of RFI Responses #1 and #2
| Club - Dining | [6 empty] | 577331.43 |  | 254800 |  | 2411012.63
Flooring
| T-102 (Penny lane white blend stone mosaic, white blend, thk 3/8", size 11 1/8 x 11 15/16 x 3/8, grout: laticrete - #44 bright white) |  | 139 | SF | 50 | 6950 | i |  | i |  | i
| D-202 WC, D-203 WC | [5 empty] | i |  | i |  | i
| T-109 (Vonn Porcelain Floor Tile, color: light-BH anti slip, thick 0.35", size: 18"x36", grout: laticrete - #85 almond) |  | 562 | SF | 50 | 28100 | i |  | i |  | i
| D-006 Kids Space corridor, D-007 Liquour Storage, D-E.02 Elevator | [5 empty] | i |  | i |  | i
| T-111 (Quarry Tile, arid gray 0Q42, thk 1/2", size 6"x6") |  | 735 | SF | 15 | 11025 | i |  | i |  | i
| D-008 Speakeasy, D-100 Entry Bar, D-102 Dining Room (entry of D-105 Kitchen), D-200 Sky Bar, D-204 AV/IT, D-205 Bar Storage | [5 empty] | i |  | i |  | i
| ST-101.2 Mocca fina limestone, honed finish, grout: laticrete - #85 almond |  | 2920 | SF | 90 | 262800 | i |  | i |  | i
| D-100 Entry Bar, D-101 Wine Room, D-E.02 Elevator Stone tile and slab | [5 empty] | i |  | i |  | i
| ST-105.2 (Bianco Dolomiti, honed finish, grout: laticrete #44 bright white) |  | 491 | SF | 90 | 44190 | i |  | i |  | i
| D-109 Womens RR, D-110 Mens RR | [5 empty] | i |  | i |  | i
| ST-108.2 (Basalt floor, honed finish, grout: laticrete - #45 Raven) |  | 402 | SF | 90 | 36180 | i |  | i |  | i
| D-005 Womens WC, D-004 Mens WC | [5 empty] | i |  | i |  | i
| Wall | [5 empty] | i |  | i |  | i
| T-101 ( Porcelain ceramic tile, lake marine, glossy, 2"x10") |  | 901 | SF | 50 | 45050 | i |  | i |  | i
| D-005, D-004 Restrooms | [5 empty] | i |  | i |  | i
| T-122 (Color wheel ceramic tile, color: arctic white 0190, size: 3"x6", grout: laticrete - #44 bright white |  | 331 | SF | 50 | 16550 | i |  | i |  | i
| D-102 Kitchen Vestibule | [5 empty] | i |  | i |  | i
| ST-102.2 (Red Travertine Vein cut, thk 3/4", finish: honed, grout: laticrete#46 quarry red) |  | 341 | SF | 90 | 30690 | i |  | x |  | i
| D-102 Dining Room, D-101 Wine Room | [5 empty] | i |  | x |  | i
| ST-103.2 (Fluted Carrara Wainscott, finish:honed, grout: laticrete-#44 bright white) |  | 112 | SF | 90 | 10080 | i |  | i |  | i
| D-109 D-110 Dining Restrooms | [5 empty] | i |  | i |  | i
| ST-104.1 (Cipollino marble, finish: polished, thk 3/4", grout:laticrete-#88 silver shadow) |  | 72 | SF | 90 | 6480 | x |  | x |  | x
| D-109 D-110 Dining Restrooms | [5 empty] | x |  | x |  | x
| ST-105.2 (Bianco Dolomiti, honed finish, grout: laticrete #44 bright white) |  | 429 | SF | 90 | 38610 | i |  | i |  | i
| D-109 D-110 Dining Restrooms | [5 empty] | i |  | i |  | i
| ST-110.1 Wainscot & Trim (Bardiglio marble, finish: polished, thk 3/4", grout:laticrete-#88 silver shadow) |  | 170 | SF | 90 | 15300 | i |  | x |  | i
| D-202 D-203 Sky Bar Restroom | [5 empty] | i |  | x |  | i
| WT-2 (Soho Studio, Masia, Gris Claro Gloss, 3"x12') | [5 empty] | i |  | x |  | i
| S-111.1 Staff WC | [5 empty] | i |  | x |  | i
| CR-102 (Cork Penny Tile, 1" habitus cork mosaic, navy, by The Habitus Collection) |  | 192 | SF | 50 | 9600 | i |  | P | 9675.2 | P | 9675.2
| D-005, D-004 Restrooms | [5 empty] | i
| Baseboard | [5 empty] | i |  | i |  | i
| ST-108.2 (Basalt floor, honed finish, grout: laticrete - #45 Raven) |  | 64 | LF | 9 | 576 | i |  | i |  | i
| D-005, D-004 Restrooms | [5 empty] | i |  | i |  | i
| T-109 (Vonn Porcelain Floor Tile, color: light-BH anti slip, thick 0.35", size: 18"x36", grout: laticrete - #85 almond) |  | 18 | LF | 5 | 90 | i |  | i |  | i
| D-006 Kids Space corridor | [5 empty] | i |  | i |  | i
| T-125 Quarry Tile Round Top Cover Base to use with T-111 |  | 300 | LF | 5 | 1500 | i |  | x |  | i
| Back of Bars | [5 empty] | i |  | x |  | i
| ST-101.2 (Mocca fina limestone, honed finish, grout: laticrete - #85 almond) |  | 59 | LF | 9 | 531 | i |  | i |  | i
| D-100 Entry Bar, D-106 FOH Hallway | [5 empty] | i |  | i |  | i
| ST-105.2 (Bianco Dolomiti, honed finish, grout: laticrete #44 bright white) |  | 101 | LF | 9 | 909 | i |  | i |  | i
| D-109 D-110 Dining Restrooms | [5 empty] | i |  | i |  | i
| ST-105.1 (Bianco Dolomiti, honed finish, grout: laticrete #44 bright white) |  | 6 | LF | 9 | 54 | i |  | i |  | i
| D-109 D-110 Dining Restrooms | [5 empty] | i |  | i |  | i
| ST-101.2 Mocca fina limestone, honed finish, grout: laticrete - #85 almond |  | 20 | LF | 9 | 180 | i |  | i |  | i
| D-E.02 Elevator Stone tile and slab | [5 empty] | i |  | i |  | i
| Misc | [5 empty] | x |  | x |  | x
| ST-101.2 Entry Bar steps (Stone treads) | 3/ID-6.04 | 1 | LS | 10000 | 10000 | i |  | x |  | x
| ST-101.2 Stone jambs and casing for sliding doors at D-104 Private Dining | 8/ID-702, 7/ID-5.07 | 1 | LS | 2000 | 2000 | P | 2000 | P | 2000 | P | 2000
| Club - Fitness | [5 empty] | i | 124604.39 | i | 68000 | i
| Flooring | [5 empty] | i |  | i |  | i
| ST-111.2 Coral Stone, semi-filled, grout: laticrete - #85 almond, 24"x24" |  | 926 | SF | 90 | 83340 | i |  | i |  | i
| F-100 Entry, F-102 Juice Bar, F-109 WC, F-111 WC | [5 empty] | i |  | i |  | i
| T-111 (Quarry Tile, arid gray 0Q42, thk 1/2", size 6"x6") |  | 175 | SF | 15 | 2625 | i |  | i |  | i
| F-102 juice Bar | [5 empty] | i |  | i |  | i
| Walls | [5 empty] | i |  | i |  | i
| T-103 (Original ceramic tile, color: clover, finish: matte, thk 5/6", size 3"x9", grout: Laticrete - #44 bright white) |  | 168 | SF | 60 | 10080 | i |  | i |  | i
| F-103 Gym Comfort Station, F-109 F-111 Fitness RR Wainscot | [5 empty] | i |  | i |  | i
| T-104 Ceramic Tile, color: tusk, finish: glossy, size: 4"x4" |  | 193 | SF | 60 | 11580 | i |  | i |  | i
| F-102 Juice Bar | [5 empty] | i |  | i |  | i
| T-105 & T-105.2 Ceramic Tile, color: mandarin, finish: glossy, size: 2"x6" -Tile mix |  | 88 | SF | 85 | 7480 | i |  | i |  | i
| F-102 Juice Bar | [5 empty] | i |  | i |  | i
| T-127.2 & T-105.2 T-129&T-129.2 Ceramic Tile mix |  | 88 | SF | 85 | 7480 | i |  | i |  | i
| F-102 Juice Bar | [5 empty] | i |  | i |  | i
| Base | [5 empty] | i |  | x |  | i
| T-125 Quarry base to use with T-111 |  | 400 | LF | 5 | 2000 | i |  | x |  | i
| Club - Wellness | [5 empty] | i | 1958613.9 | i | 751500 | i
| Flooring | [5 empty] | i |  | i |  | i
| ST-101.2 (Mocca fina limestone, honed finish, grout: laticrete - #85 almond) |  | 1417 | SF | 60 | 85020 | i |  | i |  | i
| W.E.03 - Spa Elevator base, W-118 Stair nosings Entry Lounge, W-200 Reception, W-200 Reception Stair, W-201 Hallway | [5 empty] | i |  | i |  | i
| ST-105.2 (Bianco Dolomiti, honed finish, grout: laticrete #44 bright white) |  | 3503 | SF | 60 | 210180 | i |  | i |  | i
| W-137 Womens&Mens Pool WC, W-126 Lockers, W-125 Lockers, W-127 Hallway, W-109 Men Locker Hallway, W-111 Mens Locker base, W-112 Mens Locker base, W-102 Vanity, W-124 Vanity, W-128 Changing Room | [5 empty] | i |  | i |  | i
| ST-108.2 (Basalt floor, honed finish, grout: laticrete - #45 Raven) |  | 379 | SF | 60 | 22740 | i |  | i |  | i
| D-005 Womens WC, D-004 Mens WC | [5 empty] | i |  | i |  | i
| ST-111.2 Coral Stone, semi-filled, grout: laticrete - #85 almond, 24"x24" |  | 676 | SF | 60 | 40560 | i |  | i |  | i
| W-100 Retail | [5 empty] | i |  | i |  | i
| T-114 (Penny Tile Floor, rosette custom mosaic, size: 1"x1") |  | 255 | SF | 60 | 15300 | i |  | i |  | i
| W-115 Barber | [5 empty] | i |  | i |  | i
| T-115 (Bianco Dolomiti A2 Standard, polished finish, size 1.2"x 1.2", grout: laticrete - #44 Bright White) |  | 178 | SF | 60 | 10680 | i |  | i |  | i
| W-134 Womens Steam, W-107 Mens Steam, W-130A-D Shower, W-105 Showers | [5 empty] | i |  | i |  | i
| T-107 (Lapidary rought-cut mosaics, color jade green, size 11.125"x12.25", grout: laticrete - #85 almond) |  | 374 | SF | 60 | 22440 | i |  | i |  | i
| W-137 Womens&Mens Pool WC | [5 empty] | i |  | i |  | i
| T-109 (Vonn Porcelain Floor Tile, color: light-BH anti slip, thick 0.35", size: 18"x36", grout: laticrete - #85 almond) |  | 2091 | SF | 60 | 125460 | i |  | i |  | i
| W-132 & W-108 Thermal Area, W-1345 Steam, W-133 Sauna, W-107 Steam, W-106 Sauna, W-137 Womens&Mens Pool WC, W-232 WC, W-202 WC | [5 empty] | i |  | i |  | i
| T-111 (Quarry Tile, arid gray 0Q42, thk 1/2", size 6"x6") |  | 156 | SF | 60 | 9360 | i |  | i |  | i
| W-115, W-116 Bar&Lounge, W-117 Prep Kitchen | [5 empty] | i |  | i |  | i
| T-130 (Calacatta gold marble mosaic, color calacatta gold, finish honed, size 1 1/4 x 1 1/4, grout: laticrete - #44 bright white) |  | 213 | SF | 60 | 12780 | i |  | i |  | i
| W-208 Hammam | [5 empty] | i |  | i |  | i
| Walls | [5 empty] | i |  | i |  | i
| ST-105.2 (Bianco Dolomiti, polished finish, grout: laticrete #44 bright white) |  | 235 | SF | 60 | 14100 | i |  | i |  | i
| W-135 & W-137 PoolRR., W-102 Vanity | [5 empty] | i |  | i |  | i
| ST-105.2 (Bianco Dolomiti, honed finish, grout: laticrete #44 bright white) |  | 242 | SF | 60 | 14520 | i |  | i |  | i
| W-127 Hallway, W-124 Vanity, W-131 Hallway, W-135 & W-137 PoolRR | [5 empty] | i |  | i |  | i
| ST-115.2 (Travertine Vein cut, polished finish, grout: laticrete - #85 almond) |  | 564 | SF | 60 | 33840 | i |  | i |  | i
| W-132 Thermal Area | [5 empty] | i |  | i |  | i
pool sub | ST-116.3 (Pink nambia, polished finish, grout: laticrete - #18 Sauterne) |  | 24 | SF | 60 | 1440 | i |  | x |  | i
pool sub | W-132 Thermal Area coping and steps | [5 empty] | i |  | x |  | i
| ST-118.1 (Matcha verde, polished finish, grout: laticrete - #44 bright white) |  | 85 | SF | 60 | 5100 | i |  | x |  | i
| W-130ABCD Shower, W-105ABCD Showers slab | [5 empty] | i |  | x |  | i
| ST-119.2 (Inverso Vanilla onyx, honed finish, grout: laticrete - #03 silk) | [5 empty] | i |  | i |  | i
| W-208 Hammam slab | [5 empty] | i |  | i |  | i
| ST-120.2 Low relief carved stone , white carved limestone, honed finish |  | 28 | SF | 60 | 1680 | i |  | x |  | x
| W-205 Treatment RM | [5 empty] | i |  | x |  | x
| ST-122.1 (White danby marble, polished finish, 3/4" thick, grout: laticrete #44 bright white) |  | 11 | SF | 60 | 660 | i |  | i |  | i
| W-102 Vanity | [5 empty] | i |  | i |  | i
| ST-122.2 (White danby marble, honed finish, 3/4" thick, grout: laticrete #44 bright white) |  | 1948 | SF | 60 | 116880 | i |  | i |  | i
| W-124 Vanity, W-127 Hallway, W-102 Vanity | [5 empty] | i |  | i |  | i
| T-124 (Original ceramic tile, light blue wall, color: caribean, finish: glossy, size: 3"x9", grout: laticrete - #44 bright white) |  | 239 | SF | 60 | 14340 | i |  | i |  | i
| W-127 Hallway, W-124 Vanity, W-129ABCD | [5 empty] | i |  | i |  | i
| T-108 (Malibu white zuma porcelain tile, color white, finish glossy, size 6"x6", grout: laticrete - #44 bright white) |  | 63 | SF | 60 | 3780 | i |  | i |  | x
| W-124 Vanity | [5 empty] | i |  | i |  | x
| T-132 Custom Artisan Tile Material Allowance $100/SF as per RFI Reponses #2 |  | 45 | SF | 100 | 4500 | i |  | i |  | P | 4500
| W-124 Vanity, W-102 Vanity | [5 empty] | i |  | i |  | P
| T-116,T-117,T-118 Mix |  | 1552 | SF | 60 | 93120 | i |  | i |  | i
| W-130ABCD Shower, W-105ABCD Showers | [5 empty] | i |  | i |  | i
| T-126 & T-133 |  | 689 | SF | 60 | 41340 | i |  | i |  | i
| W-135 & W-137 PoolRR | [5 empty] | i |  | i |  | i
| T-115 (Bianco Dolomiti A2 Standard, polished finish, size 1.2"x 1.2", grout: laticrete - #44 Bright White) |  | 17 | SF | 60 | 1020 | i |  | i |  | i
| W-134 Steam | [5 empty] | i |  | i |  | i
| T-105.2 (Fireclay Tile USA, green wall tile, 3x9) |  | 69 | SF | 60 | 4140 | i |  | i |  | i
| W-135 & W-137 PoolRR | [5 empty] | i |  | i |  | i
| T-106 (Nemo Tile, penny wall tile, 12x12) |  | 372 | SF | 60 | 22320 | i |  | i |  | i
| W-135 & W-137 PoolRR | [5 empty] | i |  | i |  | i
| T-110 Breeze block |  | 247 | SF | 60 | 14820 | i |  | x |  | i
| W-120 Salon | [5 empty] | i |  | x |  | i
| T-112 (Urban coastile blue accent tile, 6x6) |  | 58 | SF | 60 | 3480 | i |  | i |  | i
| W-102 Vanity | [5 empty] | i |  | i |  | i
| T-123 (Fireclay Tile USA, dark blue wall, 3x9) |  | 315 | SF | 60 | 18900 | i |  | i |  | i
| W-102 Vanity, W-114 Men RR | [5 empty] | i |  | i |  | i
| T-128 (Artistic tile volakas, 4x12) |  | 334 | SF | 60 | 20040 | i |  | i |  | i
| W-232 Chiropractor, W-202 WC | [5 empty] | i |  | i |  | i
| T-113 (Artistic tile mosaic tile) | [5 empty] | i |  | i |  | i
| W-208 Hammam | [5 empty] | i |  | i |  | i
| WT-1 (Mediterranea, Style touch, color: snow crest, 3"x12') | [5 empty] | i |  | x |  | i
| W-021 & W-020 RR | [5 empty] | i |  | x |  | i
| WT-3 (Anthology, style: boutique sleek, color salt matte, 3"x12') | [5 empty] | i |  | x |  | i
| W-225 Staff W/C | [5 empty] | i |  | x |  | i
| Baseboard | [5 empty] | i |  | i |  | i
| ST-105.2 (Bianco Dolomiti, honed finish, grout: laticrete #44 bright white) |  | 545 | LF | 6 | 3270 | i |  | i |  | i
| W-126 W-125 Locker Rooms, W127 Hallway, W-124 Vanity, W-128 Changing Room, W-123 Changing Room, W-135 & W-137 PoolRR, W-110-111-112 Lockers, W-109 Hallway, W-105ABCD Showers | [5 empty] | i |  | i |  | i
| ST-111.2 (Coral Stone, semi-filled, grout: laticrete - #85 almond) |  | 23 | LF | 6 | 138 | i |  | x |  | i
| W-100 Retail | [5 empty] | i |  | x |  | i
| ST-113.2 (Nacia Quartzite, honed finis, grout: laticrete -#85 almond) |  | 40 | LF | 6 | 240 | i |  | x |  | i
| W-120 Salon | [5 empty] | i |  | x |  | i
| ST-122.2 (White danby marble, honed finish, 3/4" thick, grout: laticrete #44 bright white) |  | 5 | LF | 6 | 30 | i |  | x |  | i
| W-124 Vanity, W-102 Vanity | [5 empty] | i |  | x |  | i
| T-125 Quarry Cove Base to use with T-111 |  |  | LF |  |  | i |  | i |  | i
| Misc | [5 empty] | i |  | i |  | i
| All the stone finish for the spa bench, hammam bench and thermal area(exterior stair, coping, exterior face, slab) - POOLS by pool contractor | ID-6.67.1 |  |  |  |  | i |  | i |  | i
| Stone casing&jambs at doors (D-104, W-102, W-130ABCD, W-128, W-135,W-137, W-208, W-211, W-212) | ID 5.07, 5.34, 5.43 | 1 | LS | 10000 | 10000 | P | 10000 | P | 10000 | P | 10000
| Stone treads at Entry Bar steps | ID-3.12 | 1 | LS | 5000 | 5000 | i |  |  |  | x
| Stone backsplash & wall at Pool restroom vanity | ID-6.72.3 | 1 | LS | 10000 | 10000 | i |  |  |  | x
| ST-101.2 stone treads at spa stair | 1/ID-5.40 | 44 | EA | 650 | 28600 | i |  |  |  | x
| Metal reveal for spa stair treads | 1/ID-5.40 | 44 | EA | 200 | 8800 | P | 8800 | P | 8800 | P | 8800
| T-115 ceiling at W-107 Steam Room (RFI Responses #1 Page 19) | ID-2.15 | 224 | SF | 60 | 13440 | i |  |  |  | i
| Dock Bar | [5 empty] | i | 4619.2 | i | 38300 | i
| Flooring | [5 empty] | i |  | i |  | i
| T-201 Quarry Tile | [5 empty] | i |  | i |  | i
| Outdoor Bar | [5 empty] | i |  | i |  | i
| T-202 Cove Tile Base | [5 empty] | i |  | i |  | i
| Outdoor Bar | [5 empty] | i |  | i |  | i
| Walls | [5 empty] | i |  | x |  | i
| ST-201.2 (Bianco Dolomiti, polished finish, grout: laticrete - #44 bright white) | [5 empty] | i |  | x |  | i
| Mens ADA RR shelf | [5 empty] | i |  | x |  | i
| Spa Pods | [5 empty] | i | 157966.73 | x | 43800 | i
| Flooring | [5 empty] | i |  | x |  | i
| FT-1 (Atlas Concorde, memory oak, color: vanilla, size 7.75" x 39 3/8", trim: schluter schiene stainless) | I 5.03 |  | SF |  |  | i |  | x |  | i
| SP-111 BOH, SP-112 Staff WC | [5 empty] | i |  | x |  | i
| Base | [5 empty] | i |  | x |  | i
| TB-1 (Atlas Concorde, memory oak, color: vanilla, size cut to 4", trim: schluter schiene stainless, grout: laticrete ) |  |  | LF |  |  | i |  | x |  | x
| SP-111 BOH, SP-112 Staff WC | [5 empty] | i |  | x |  | x
| ST-303.2 | [5 empty] | i |  | i |  | i
| SP-101 Double Treat. ADA Bathroom, Double Treat. Bathroom, Double Treat. WC. SP-104-106 Massage Bathroom & WC | [5 empty] | i |  | i |  | i
| Walls | [5 empty] | i |  | i |  | i
| WT-4 (Manuf: Glazzio, style Hanoi collection, color HAN030030, size: 2 1/2" x 8", trim: schluter schiene stainless, grout: laticrete NO NUMBER | [5 empty] | i |  | x |  | i
| SP-112 Staff WC | [5 empty] | i |  | x |  | i
| ST-302.2 | [5 empty] | i |  | i |  | i
| SP-101 Double Treat. ADA, Double Treatment | [5 empty] | i |  | i |  | i
| T-301 & T-302 Mix, T-301.2 & T-302.2 | [5 empty] | i |  | i |  | i
| SP-101 Double Treat. ADA Bathroom, Double Treat. Bathroom, Double Treat. WC, SP-104-106 Massage Bathroom & WC | [5 empty] | i |  | i |  | i
| T-302&T302.2 | [5 empty] | i |  | i |  | i
| SP-101 Double Treat. ADA Bathroom, Double Treat. Bathroom | [5 empty] | i |  | i |  | i
| General | [5 empty] | i
| Floor Protection |  | 1 | LS | 50000 | 50000 | i | 49750 |  |  | i | 71196.13
| All grout per specs in Project Manual | [5 empty] | i |  |  |  | i
| All finishes, sizes per specs in Project Manual | [5 empty] | i |  |  |  | i
| Waterproofing at all wet areas including shower, sauna, steam rm benches | [5 empty] | i |  | i |  | ?
| Minor floor preparation | [5 empty] | i |  |  |  | ?
| All transitions and thresholds as per ID drawings | [5 empty] | i |  | i |  | i
| SUBTOTAL Base Bid |  |  |  |  | 1816088 |  | 2893685.65 |  | 1186875.2 |  | 2517183.96 |  | 0 |  | 0 |  | 0
| BOND RATE | [5 empty] | 0% |  | 0% |  | 0% |  | 0% |  | 0% |  | 0%
| BOND AMOUNT |  |  |  |  | 0 |  | 0 |  | 0 |  | 0 |  | 0 |  | 0 |  | 0
| ADJUSTED TOTAL |  |  |  |  | 1816088 |  | 2893685.65 |  | 1186875.2 |  | 2517183.96 |  | 0 |  | 0 |  | 0
| Cost per SF |  |  |  |  | 20.481 |  | 32.6336 |  | 13.385 |  | 28.3876 |  | 0 |  | 0 |  | 0
QUALIFICATIONS
Stone casing at W-206 Treatment room wood door 8/ID-703 included as WD-109
ST-105.1 base is included as ST-105.2
| Wood | [6 empty] | 893873.96 |  | 687175 |  | 293964.33
| Resilient | [6 empty] | 291259.59
| Tile | [6 empty] | 2893685.65 |  | 1186875.2 |  | 2517183.96
ALTERNATES:
We have included waterproofing at wall tile for showers, steam rooms and hammam room
We have included Floor protection
PROPOSED VE (Provide Clear Description):
FULLY LOADED LABOR RATES
Laborer
Mechanic
Superintendent
Project Manager
SCHEDULE
Prepared shop drawings/submittals
Mobilization
Total duration to complete scope of work
Winner |  | Club | Dock Bar | Spa Garden
Company
Contact
Phone
Email
Base Bid | 2893685.65 | 2681349.72 | 4619.2 | 207716.73
Need Prequalification
Prequalified

## 09 41 Resinous Flooring
Hedrick Plug
[5 empty] | X | Excluded
[5 empty] | I | Included
| BACK TO SUMMARY SHEET |  |  |  |  | Sub Add/Deduct |  |  |  |  | alt product/incompl scope
Project: | Atlantic Fields Club Core / Dock Bar / Spa Pods / Water Features |  |  |  |  | Company | Applied Flooring Technologies |  | Dura Floor Inc. dba Dura Bond Co. |  | Stonhard |  | Blackrock Industrial
Trade: | Flooring |  |  |  |  | Contact | George May |  | Linda Canary |  | David Riviere |  | Carissa Pirotta
CSI Code: | 09 60 00 |  |  |  |  | Phone | 561-337-8099 |  | 305-576-6533 |  | 786-566-8629 |  | 833- 255-7625
Date: | [5 empty] | Email | George May <George@appliedflooringtechnologies.com> |  | lcanary@durafloor.net |  | David.Riviere@stonhard.com |  | carissa@blackrockindustrial.com
[6 empty] | Adjusted Bid | 236378.42 |  | 315251.42 |  | 317713.42 |  | 0 |  | 0
BID DOCUMENTS: |  | Plan/ Spec. Package | QTY | U/M | Unit Cost | Subtotal | Yes/No | Price | Yes/No | Price | Yes/No | Price | Yes/No | Price | Yes/No | Price
GENERAL INCLUSIONS
| INCLUDES ALL SALES TAX | [5 empty] | i |  | i |  | i
| ALL HOISTING & RIGGING REQUIRED TO COMPLETE THIS SCOPE | [5 empty] | i |  | i |  | i
| PROVIDE P&P BONDS | [5 empty] | x |  | x |  | x
| FLORIDA STATE CONTRACTORS LIC. | [5 empty] | i |  | i |  | i
| GENERAL LIABILITY AND WORKERS COMP. INSURANCE LIMITS | [5 empty] | i |  | i |  | i
| STATE AND LOCAL TAXES | [5 empty] | i |  | i |  | i
SPECIFIC TRADE SCOPE OF WORK REQUIREMENTS
BASE BID
| Club | [5 empty] | i | 177840 | i | 266788 | i | 112290
| Flooring | [5 empty] | i |  | i |  | i
| UR-1 (Dur-a-Flex., style: quartz blends, color: hybr-flex EQ, thk: 3/16") |  | 11841 | SF | 15 | 177615 | i |  | i |  | P | 177615
| D-010 Ref Storage, D-011 Cond Garbage, D-000 BOH Hallway, D-012 Storage, D-014 AV/IT, D-003 Jan, D-105 Kitchen, D-111.1 Staff WC | [5 empty] | i |  | i |  | P
| F-000 BOH Hallway | [5 empty] | i |  | i |  | P
| W-E.01, W-E.02 BOH Elevator,W-009 Shoe drop, W-006 Laundry, W-023 Prep Kitchen, W-022 Employee L, W-020 Mens RR, W-021 Womens RR, W-024 Jan, W-019 Offices, W-000 BOH Hallway, W-007 Pool Equip, W-008 Hallway, W-101 BOH Hallway, W-225 Staff WC, W-226,W-227 AV/IT, W228 BOH | [5 empty] | i |  | i |  | P
| UR-2 (Dur-a-Flex., style: quartz blends, color: hybr-flex EC, thk: 3/16") |  | 800 | SF | 12 | 9600 | i | 12350 | i |  | P
| W-002 Golf Barg Storage, W-005 Repair Storage, W-003 Caddy Storage | [5 empty] | i |  | i |  | P
| SC-1 Concrete cure & sealer (Check specs 033000) |  | 7940 | SF | 10 | 79400 | i | 18708.42 | P | 18708.42 | P | 18708.42
| D-013 Electrical, D-009 Mech, D-007 Liquid Sto., D-015 Storage, D-0.16 Mechanical, D-002 Sto. | [5 empty] | i |  | P |  | P
| F-007 MEP, F-006 Pool Mech, F-003 Elect.,F-002 Pool Sto, F-001 Pool Equip., F-010 Mech, F-009 Laundry, F-008 AV/IT, F-011 BDA Room, F-110 JC , F112- Laundry Drop, F101 Prep Storage | [5 empty] | i |  | P |  | P
| W-139 Laundry Chute, W-121 Hallway, W-113 J/C . D-115 Steam Equip., W-222 BOH, W-213 BOH | [5 empty] | i |  | P |  | P
| BSC-1 (Broom swept concrete) IN CONCRETE |  | 5441 | SF | 8 |  | x |  | x |  | x
| W-S.01 BOH Stair, W-001 Cart Barn | [5 empty] | x |  | x |  | x
| Baseboard | [5 empty] | i |  | i |  | i
| IB-1 (6" base by Dur-a-Flex., style: quartz blends, color: hybr-flex ec, thk: 3/16") |  |  | LF | 5 | 0 | i |  | i |  | x
| D-011 Cond Garbage, D-000 BOH Hallway, D-012 Storage, D-014 AV/IT, D-003 JAN, D-105 Kitchen, D-111.1 Staff WC | [5 empty] | i |  | i |  | x
| F-000 BOH Hallway | [5 empty] | i |  | i |  | x
| W-E.01, W-E.02 BOH Elevator, W-101 BOH Hallway, W-225, W-226,W-227, W228 | [5 empty] | i |  | i |  | x
| Misc | [5 empty] | i |  | i
| BOH stairwells floors as SC-1 as per RFI #2 responses |  | 1 | SF | 15000 | 15000 | P | 15000 | P | 15000
| Dock Bar | [5 empty] | i | 3380 | i | 5655 | i
| UR-1 floor by Dur-a-Flex., style: quartz blends, color: hybr-flex ec, thk: 3/16" |  | 196 | SF | 18 | 3528 | i |  | i |  | i
| DB.101 Kitchen, DB.107 A/V | [5 empty] | i |  | i |  | i
| IB-1 base by Dur-a-Flex., style: quartz blends, color: hybr-flex ec, thk: 3/16" |  | 53 | LF | 5 | 265 | i |  | i |  | i
| DB.101 Kitchen, DB.107 A/V | [5 empty] | i |  | i |  | i
| Alternate | [5 empty] | i | 9100 | P | 9100 | P | 9100
| Tunnels flooring Dining to Wellness as UR-1 as per RFI response #2 |  | 675 | SF | 13 | 8775 | i |  | P |  | P
| SUBTOTAL Base Bid |  |  |  |  | 294183 |  | 236378.42 |  | 315251.42 |  | 317713.42 |  | 0 |  | 0
| BOND RATE | [5 empty] | 0% |  | 0% |  | 0% |  | 0% |  | 0%
| BOND AMOUNT |  |  |  |  | 0 |  | 0 |  | 0 |  | 0 |  | 0 |  | 0
| ADJUSTED TOTAL |  |  |  |  | 294183 |  | 236378.42 |  | 315251.42 |  | 317713.42 |  | 0 |  | 0
| Cost per SF |  |  |  |  | 3.3177 |  | 2.6658 |  | 3.5553 |  | 3.583 |  | 0 |  | 0
QUALIFICATIONS
We include UR-1 (Dur-a-Flex., style: quartz blends, color: hybr-flex EQ) at the tunnels connecting Dining, Fitness and Wellnes ground levels
We included concrete sealer SC-1 at BOH stair treads
EXCLUSIONS/OWNER PROVIDED ITEMS:
ALTERNATES:
| Add Ramboard Floor Protection | [8 empty] | 11728
PROPOSED VE (Provide Clear Description):
FULLY LOADED LABOR RATES
Laborer
Mechanic
Superintendent
Project Manager
SCHEDULE
Prepared shop drawings/submittals
Mobilization
Total duration to complete scope of work
Winner |  | Club | Dock Bar | Spa Garden
Company
Contact
Phone
Email
Base Bid | 236378.42 | 223898.42 | 12480 | 0
Need Prequalification
Prequalified
Note on I36: Claudia Mejias: verify cove height

## 09 51 ACT
Hedrick Plug
[5 empty] | X | Excluded
[5 empty] | I | Included
| BACK TO SUMMARY SHEET |  |  |  |  | Sub Add/Deduct
Project: | Atlantic Fields Club Core / Dock Bar / Spa Pods / Water Features |  |  |  |  | Company | Lotspeich Co. |  | Acousti Engineering Company |  | Bergolla |  | Dorado |  | Martin Acoustics |  | Atlantic Interior Services
Trade: | Acoustical Ceilings |  |  |  |  | Contact | Blake Whitley |  | Aloyma Garcia |  | Alice Louk |  | James Pegg |  | Jeff Taylor |  | Partha Thinakaran
CSI Code: | 09 41 |  |  |  |  | Phone | (561) 300-5056 |  | 561-863-2441 |  | 305-887-3088 |  | 954-675-4867 |  | 772-223-1341 |  | 978-770-9206
Date: | [5 empty] | Email | blake.whitley@lcfinc.com |  | aloymagarcia@acousti.com |  | Alice Louk <alice@bergolla.com> |  | James@doradodrywall.com |  | martinoffice@martinacoustics.net |  | estimating@atlanticinteriorservices.com
[6 empty] | Adjusted Bid | 1084500 |  | 1646175 |  | 1665527.16 |  | 29132 |  | 18300 |  | 0
BID DOCUMENTS: |  | Plan/ Spec. Package | QTY | U/M | Unit Cost | Subtotal | Yes/No | Price | Yes/No | Price | Yes/No | Price | Yes/No | Price | Yes/No | Price | Yes/No | Price
GENERAL INCLUSIONS
| INCLUDES ALL SALES TAX | [5 empty] | i |  | i |  | i |  | i |  | i
| ALL HOISTING & RIGGING REQUIRED TO COMPLETE THIS SCOPE | [5 empty] | i |  | i |  | i |  | i |  | i
| PROVIDE P&P BONDS | [5 empty] | x |  | x |  | x |  | x |  | x
| FLORIDA STATE CONTRACTORS LIC. | [5 empty] | i |  | i |  | i |  | i |  | i
| GENERAL LIABILITY AND WORKERS COMP. INSURANCE LIMITS | [5 empty] | i |  | i |  | i |  | i |  | i
| STATE AND LOCAL TAXES | [5 empty] | i |  | i |  | i |  | i |  | i
SPECIFIC TRADE SCOPE OF WORK REQUIREMENTS
BASE BID
| Club | [5 empty] | i | 1037500 | i |  | i | 1537090.78 | i | 29132 | i | 18300
| ACT-1 (Manuf: USG, style: vinyl gypsum tile/clima plus, size: 24"x24"x5/8" square lay in grid, suspension system: prelude XL 15/16" by Armstrong, color: white | I 5.46, I 5.47 | 2471 | SF | 12 | 29652 | i |  | i | 15065 | i |  | i | wrong specs | i
| W-023 Prep Kitchen, D-105 Kitchen, D-111.1 Staff WC | [5 empty] | i |  | i |  | i |  | i | wrong specs | i
| ACT-2 (Manuf: Armstrong, style: dunesquare tegular #1774, susp. sys: prelude XL 15/16", color: white, size: 24"x24"x1" | I 5.46, I 5.47 | 720 | SF | 12 | 8640 | i |  | i | 12790 | i |  | i | wrong specs | i
| W-203 Mech, W-227 AV/IT |  |  |  |  | 0 | i |  | i |  | i |  | i | wrong specs | i
| WD-101 Acoustic Ceilings, perforated, color anegre quarter sawn species, plank width 8" |  | 13890 | SF | 100 | 1389000 | i |  | i | 1421505 | i |  | x |  | x
| D-102 Dining Room, D-104 Private Dining | [5 empty] | i |  | i |  | i |  | x |  | x
| F-104 Movement, F-103 Gym, F-102 Juice Bar | [5 empty] | i |  | i |  | i |  | x |  | x
| W-118 Womens Bar, W-116 Mens Bar | [5 empty] | i |  | i |  | i |  | x |  | x
| WD-113 |  | 1081 | SF | 100 | 108100 | i |  | i | 79115 | i |  | x |  | x
| W-200 Reception | [5 empty] | i |  | i |  | i |  | x |  | x
| Misc | [5 empty] | i |  | i |  | i |  | x |  | x
| 1" acoustic insulation at kids screening UPH acoustical wall w/ whisper wall | 6/ID-6.17 |  |  |  |  | i |  | i | 8250 | P | 8250 | x |  | x
| Dock Bar | [5 empty] | i | 2500 | i | 2960 | i | 2159.09 | x |  | x
| ACT-1 (Manuf: USG, style: vinyl gypsum tile/clima plus, size: 24"x24"x5/8" square lay in grid, suspension system: prelude XL 15/16" by Armstrong, color: white |  | 306 | SF | 10 | 3060 | i |  | i |  | i |  | x |  | x
| Spa Dock | [5 empty] | i | 44500 | i | 106490 | i | 118027.29 | x |  | x
| WD-302 Acoustical ceiling, perforated acoustic wood ceiling, color: anegre quarter sawn, plank width 8" |  | 907 | SF | 100 | 90700 | i |  | i |  | i |  | x |  | x
| SP-110 Double Treatment ADA, SP-107 Double Treatment Pavilion, SP-103 SP-105 Massage Treatment, SP-109 Single Treatment | [5 empty] | i |  | i |  | i |  | x |  | x
| SUBTOTAL Base Bid |  |  |  |  | 1629152 |  | 1084500 |  | 1646175 |  | 1665527.16 |  | 29132 |  | 18300 |  | 0
| BOND RATE | [5 empty] | 0% |  | 0% |  | 0% |  | 0% |  | 0% |  | 0%
| BOND AMOUNT |  |  |  |  | 0 |  | 0 |  | 0 |  | 0 |  | 0 |  | 0 |  | 0
| ADJUSTED TOTAL |  |  |  |  | 1629152 |  | 1084500 |  | 1646175 |  | 1665527.16 |  | 29132 |  | 18300 |  | 0
| Cost per SF |  |  |  |  | 18.3728 |  | 12.2305 |  | 18.5648 |  | 18.783 |  | 0.32854 |  | 0.20638 |  | 0
QUALIFICATIONS
| CR101 furnish and install | [9 empty] | i | 119404.07
| CR102 furnish and install | [9 empty] | x
EXCLUSIONS/OWNER PROVIDED ITEMS:
ALTERNATES:
PROPOSED VE (Provide Clear Description):
FULLY LOADED LABOR RATES
Laborer
Mechanic
Superintendent
Project Manager
SCHEDULE
Prepared shop drawings/submittals
Mobilization
Total duration to complete scope of work
Winner |  | Club | Dock Bar | Spa Garden
Company
Contact
Phone
Email
Base Bid | 1646175 | 1536725 | 2960 | 106490
Need Prequalification
Prequalified

## 09 60 Resilient Flooring
Hedrick Plug
[5 empty] | X | Excluded
[5 empty] | I | Included
| BACK TO SUMMARY SHEET |  |  |  |  | Sub Add/Deduct |  |  |  |  | wood floor included
Project: | Atlantic Fields Club Core / Dock Bar / Spa Pods / Water Features |  |  |  |  | Company | Jack Walsh Carpets & Rugs, Inc. |  | Total Flooring Contractors, LLC |  | O'Neill Brothers Flooring |  | ProFast Commercial Flooring LLC
Trade: | Flooring |  |  |  |  | Contact | Michael Teitelbaum |  | Steven Colado |  | Emily Baker |  | Kevin Killian
CSI Code: | 09 60 00 |  |  |  |  | Phone | 561-659-4846 |  | 469-332-9024 |  | 561-795-8552 |  | 301-663-8808
Date: | [5 empty] | Email | michael@jackwalshcarpets.com |  | scolado@totalflooring.net |  | bidassist@oneillbrothersflooring.com |  | kkillian@profastflooring.com
[6 empty] | Adjusted Bid | 291259.59 |  | 293964.33 |  | 687175 |  | 0
BID DOCUMENTS: |  | Plan/ Spec. Package | QTY | U/M | Unit Cost | Subtotal | Yes/No | Price | Yes/No | Price | Yes/No | Price | Yes/No | Price
GENERAL INCLUSIONS
| INCLUDES ALL SALES TAX | [5 empty] | i |  | i |  | i
| ALL HOISTING & RIGGING REQUIRED TO COMPLETE THIS SCOPE | [5 empty] | i |  | i |  | i
| PROVIDE P&P BONDS | [5 empty] | x |  | x |  | x
| FLORIDA STATE CONTRACTORS LIC. | [5 empty] | i |  | i |  | i
| GENERAL LIABILITY AND WORKERS COMP. INSURANCE LIMITS | [5 empty] | i |  | i |  | i
| STATE AND LOCAL TAXES | [5 empty] | i |  | i |  | i
SPECIFIC TRADE SCOPE OF WORK REQUIREMENTS
BASE BID
| Club - Dining | [5 empty] | i | 18112.19 | i | 156619.33 | i | 149400
| Flooring | [5 empty] | i |  | i |  | i
| CP-101 Wall to wall carpet, wool by Royal Thai INSTALL ONLY |  | 76 | SY | 85 | 6460 | i |  | i |  | i
| D-008 Speakeasy | [5 empty] | i |  | i |  | i
| CP-101 Wall to wall carpet, wool by Royal Thai Mat allowance per RFI #2 |  | 76 | SY | 60 | 4560 | i |  | P | 4560 | P | 4560
| D-008 Speakeasy | [5 empty] | i |  | P |  | P
| VF-101 Linolium Flooring, Marmoleum by Forbo Flooring |  | 1241 | SF | 13 | 16133 | i |  | i |  | i
| D-001 Kids Space | [5 empty] | i |  | i |  | i
| Baseboard | [5 empty] | i |  | i |  | x
| VB-1 Vinyl Base |  | 429 | LF | 1.5 | 643.5 | i |  | i |  | x
| D-013 Electrical, D-009 Mech, D-007 Liquid Sto., D-015 Storage, D-0.16 Mechanical, D-002 Sto. | [5 empty] | i |  | i |  | x
| Club - Fitness | [5 empty] | i | 98754.14 | i |  | i | 8030
| VF-102 Ecore, Bounce 2 Motiate, Charcoal |  | 3380 | SF | 20 | 67600 | i |  | i |  | i
| F-103 Gym | [5 empty] | i |  | i |  | i
| VF-103 Turf |  | 597 | SF | 20 | 11940 | i |  | i |  | i
| F-103 Gym | [5 empty] | i |  | i |  | i
| VF-104 Wood LVT, branching out 5mm acoustic 4480v, color: prairie oak, size: 6"x48" |  | 6459 | SF | 2.5 | 16147.5 | i |  | i |  | i
| F-104 Movement, F-106 VO2, F-107 Fitness Diagnostics, F-108 Consultation | [5 empty] | i |  | i |  | i
| Baseboard | [5 empty] | i |  | i |  | x
| VB-1 Vinyl Base |  | 1200 | LF | 1.5 | 1800 | i |  | i |  | x
| F-007 MEP, F-006 Pool Mech, F-003 Elect.,F-002 Pool Sto, F-001 Pool Equip., F-010 Mech, F-009 Laundry, F-008 AV/IT, F-011 BDA Room, F-110 JC , F112- Laundry Drop, F101 Prep Storage | [5 empty] | i |  | i |  | x
| Club - Wellness | [5 empty] | i | 29842.08 | i |  | x | 392400
| VF-104 Wood LVT, branching out 5mm acoustic 4480v, color: prairie oak, size: 6"x48" |  |  | SF |  |  | i |  | i |  | x
| W-220 Hyperb O RM, W-219 Medical Aesth., W-230 Consultation, W-229 Exam, W-231 Lab, W-216 IV Consult, W-217 IV Prep, W-215 Chiro&Acup, W-204 Neuro Acoustic, W-205 Facial Treat., W-206 Treatment, W-207 Treatment | [5 empty] | i |  | i |  | x
| Baseboard | [5 empty] | i |  | i |  | x
| VB-1 Vinyl Base | [5 empty] | i |  | i |  | x
| W-001 Cart Barn, W-139 Laundry Chute, W-121 Hallway, W-113 J/C . D-115 Steam Equip., W-222 BOH | [5 empty] | i |  | i |  | x
| Moisture Mitigation |  | 1 | LS | 132785 | 132785 | i | 132785 | P | 132785 | P | 132785
| Spa Dock | [5 empty] | i | 11766.18 | i |  | x
| Flooring | [5 empty] | i |  | i |  | x
| VF-301 |  |  | SF |  |  | i |  | i |  | x
| SP-101 Double Treat. ADA, Double Treatment, SP-105 Thai Massage, SP-103 Massage Treatment, Single Treatment | [5 empty] | i |  | i |  | x
| General Scope | [5 empty] | i |  | i |  | i
| Moisture Testing |  | 1 | LS | 2000 | 2000 | i |  | i |  | i
| SUBTOTAL Base Bid |  |  |  |  | 260069 |  | 291259.59 |  | 293964.33 |  | 687175 |  | 0
| BOND RATE | [5 empty] | 0% |  | 0% |  | 0% |  | 0%
| BOND AMOUNT |  |  |  |  | 0 |  | 0 |  | 0 |  | 0 |  | 0
| ADJUSTED TOTAL |  |  |  |  | 260069 |  | 291259.59 |  | 293964.33 |  | 687175 |  | 0
| Cost per SF |  |  |  |  | 2.9329 |  | 3.2847 |  | 3.3152 |  | 7.7496 |  | 0
QUALIFICATIONS
We have exlcuded all finishes for D-107 Rhoze area as not shown in plans
We have included moisture mitigation
EXCLUSIONS/OWNER PROVIDED ITEMS:
ALTERNATES:
PROPOSED VE (Provide Clear Description):
FULLY LOADED LABOR RATES
Laborer
Mechanic
Superintendent
Project Manager
SCHEDULE
Prepared shop drawings/submittals
Mobilization
Total duration to complete scope of work
Winner |  | Club | Dock Bar | Spa Garden
Company
Contact
Phone
Email
Base Bid | 291259.59 | 279493.41 | 0 | 11766.18
Need Prequalification
Prequalified
Note on M21: Claudia Mejias: this includes wood, I asked her to deduct
Note on M42: Claudia Mejias: includes wood flooring, asked to break out

## 09 64 Wood Flooring
Hedrick Plug
[5 empty] | X | Excluded
[5 empty] | I | Included
| BACK TO SUMMARY SHEET |  |  |  |  | Sub Add/Deduct | [6 empty] | waiting for break out |  | their own product
Project: | Atlantic Fields Club Core / Dock Bar / Spa Pods / Water Features |  |  |  |  | Company | Jack Walsh Carpets & Rugs, Inc. |  | Absolute Hardwood Flooring |  | Total Flooring Contractors, LLC |  | ONeill Brothers Flooring |  | European Flooring Of Palm Beach
Trade: | Wood Flooring |  |  |  |  | Contact | Michael Teitelbaum |  | Kellum Stripling |  | Steven Colado |  | Lisa O'neill |  | Nick Ahlbrecht
CSI Code: | 09 64 00 |  |  |  |  | Phone | 561-659-4846 |  | 561-833-5720 |  | 469-332-9024 |  | 561-795-8552 |  | 561-680-8344
Date: | [5 empty] | Email | michael@jackwalshcarpets.com |  | kellum@absolutehardwoodflooring.com |  | scolado@totalflooring.net |  | lisa@oneillbrothersflooring.com |  | nahlbrecht@europeanflooring.com
[6 empty] | Adjusted Bid | 893873.96 |  | 946800 |  | 950627.97 |  | 0 |  | 446748.56 |  | 0
BID DOCUMENTS: |  | Plan/ Spec. Package | QTY | U/M | Unit Cost | Subtotal |  |  | Yes/No | Price |  |  | Yes/No | Price | Yes/No | Price | Yes/No | Price
GENERAL INCLUSIONS
| INCLUDES ALL SALES TAX | [5 empty] | i |  | i |  |  |  | i |  | i
| ALL HOISTING & RIGGING REQUIRED TO COMPLETE THIS SCOPE | [5 empty] | i |  | i |  |  |  | i |  | i
| PROVIDE P&P BONDS | [5 empty] | x |  | x |  |  |  | x |  | x
| FLORIDA STATE CONTRACTORS LIC. | [5 empty] | i |  | i |  |  |  | i |  | i
| GENERAL LIABILITY AND WORKERS COMP. INSURANCE LIMITS | [5 empty] | i |  | i |  |  |  | i |  | i
| STATE AND LOCAL TAXES | [5 empty] | i |  | i |  |  |  | i |  | i
SPECIFIC TRADE SCOPE OF WORK REQUIREMENTS
| BASE BID | [14 empty] | 483640.67
| Club | [6 empty] | 879439.93 |  |  |  | 915627.97
| WD-102 White Oak Floor 7" (color: dinesen oil, thk 0.7", 6MM thick wear layer) |  | 3567 | SF | 90 | 321030 | i |  | i | 472550 | i |  | i |  | i
| D-104 Private Dining, D-106 Kitchen Vestibule, D-102 Dining Room, D-201 Hallway | [5 empty] | i |  | i |  | i |  | i |  | i
| W-214 Hallway, W-223 Cryo Room, W-224 Red Light Therapy, W-221 Clinician, W-218 IV Lounge | [5 empty] | i |  | i |  | i |  | x |  | i
| WD-107 Blue Ash Wood, by Tabu |  | 242 | SF | 90 | 21780 | i |  | i | 46150 | i |  | x |  | i
| D-001A Screening Room | [5 empty] | i |  | i |  | i |  | x |  | i
| WD-108 Engineered Teak Floor, color: kukui, stain: natural non yellow, width: 5-1/8" |  | 1872 | SF | 90 | 168480 | i |  | i | 149990 | i |  | i |  | i
| D-200 Sky Bar | [5 empty] | i |  | i |  | i |  | i |  | i
| WD-112 White Oak Floor 12" (color: dinesen oil, thk 0.7", 6MM thick wear layer) |  | 2831 | SF | 90 | 254790 | i |  | i | 278110 | i |  | i |  | i
| W-116 Mens Bar & Lounge, W-118 Womens Bar & Lounge | [5 empty] | i |  | i |  | i |  | i |  | i
| Misc | [5 empty] | i |  | i |  | i |  | x |  | i
| Wood stair steps at Dining in MILLWORK |  | 1 | LS | 5000 | 5000 | i |  | x |  | x |  | x |  | i | -41820
| Wood stair steps at Dining Spiral Stair in MILLWORK | [5 empty] | x |  | x |  | x |  | x |  | i
| Plywood subfloor |  | 8512 | SF | 3.5 | 29792 | i |  | i |  | i |  | x |  | i
| Wood Flooring sound insulation |  | 8512 | SF | 2 | 17024 | i |  | i |  | i |  | x |  | i
| Dock Bar | [5 empty] | i | 14434.03 | i |  | i |  | x
| IPE Tongue & Groove (raised decking system/furring) IN EXTERIOR WOOD |  | 3700 | SF | 75 |  | x |  | x |  | x |  | x |  | x
| DB.100 Dock Bar & Patio | [5 empty] | x |  | x |  | x |  | x |  | x
| PT-204 Painted Wood Flooring (1/4" acoustimat and 1/2" plywood subfloor) |  | 370 | SF |  |  | i |  | x |  | P | 35000 | x |  | i | 4927.89
| ADA Bathrooms DB.104, DB.105 , Mens restroom DB.102, Womens restroom DB.103, WC DB.106 | [5 empty] | i |  | x |  | P |  | x |  | i
| SUBTOTAL Base Bid |  |  |  |  | 817896 |  | 893873.96 |  | 946800 |  | 950627.97 |  | 0 |  | 446748.56 |  | 0
| BOND RATE | [5 empty] | 0% |  | 0% |  | 0% |  | 0% |  | 0% |  | 0%
| BOND AMOUNT |  |  |  |  | 0 |  | 0 |  | 0 |  | 0 |  | 0 |  | 0 |  | 0
| ADJUSTED TOTAL |  |  |  |  | 817896 |  | 893873.96 |  | 946800 |  | 950627.97 |  | 0 |  | 446748.56 |  | 0
| Cost per SF |  |  |  |  | 9.2238 |  | 10.0807 |  | 10.6776 |  | 10.7207 |  | 0 |  | 5.0382 |  | 0
QUALIFICATIONS
No Wood flooring in Spa Deck
We have included 3/4" plywood subfloor and Proflex SIM-90 sound membrane for all wood floors
We have included waterproofing at wall tile for showers, steam rooms and hammam room
EXCLUSIONS/OWNER PROVIDED ITEMS:
ALTERNATES:
PROPOSED VE (Provide Clear Description):
| WD-102 and WD-112 Premium grade Grato ILO Dinesen | [6 empty] | -250000
| WD-102 and WD-112 Style grade Grato ILO Dinesen | [6 empty] | -330000
| Deduct Plywood subfloor for floor types WD-102&WD-112 as not required per manufacturer. | [6 empty] | -43363
| Lacquered European Flooring ILO specified WD-102,WD-107,WD-108 and WD-112 floors | [14 empty] | -446748.56
FULLY LOADED LABOR RATES
Laborer
Mechanic
Superintendent
Project Manager
SCHEDULE
Prepared shop drawings/submittals
Mobilization
Total duration to complete scope of work
Winner |  | Club | Dock Bar | Spa Garden
Company | Jack Walsh Carpets & Rugs, Inc.
Contact
Phone
Email
Base Bid | 893873.96 | 879439.93 | 14434.03
Need Prequalification
Prequalified

## 09 90 Painting
Hedrick Plug
[5 empty] | X | Excluded
[5 empty] | I | Included |  |  |  |  | painted 3 coat system
| BACK TO SUMMARY SHEET |  |  |  |  | Sub Add/Deduct |  |  | no wc material |  | missed the whole BOH |  | on revision
Project: | Atlantic Fields Club Core / Dock Bar / Spa Pods / Water Features |  |  |  |  | Company | Advanced Painting Contractors |  | Ira Walden & Sons, Inc. |  | New Touch of Color |  | Talbot Painting, Inc. |  | ILG Painting |  | Russo Painting
Trade: | Painting |  |  |  |  | Contact | Daniel Eggertsson |  | Chad Quist |  | James Lee |  | Don Talbott |  | Jose Hernandez |  | Ryan Russo
CSI Code: | 09 90 00 |  |  |  |  | Phone | 561-845-0123 |  | 561-779-2223 |  | 754-211-5220 |  | 561-748-2575 |  | 305-824-7431 |  | 561-585-7506
Date: | [5 empty] | Email | deggertsson@advanced-painting.com |  | cquist@irawalden.com |  | estimating@newtouchofcolorcorp.com |  | don@talbotcompanies.com |  | estimating@ilgpainting.com |  | Estimating <Estimating@russopainting.net>
[6 empty] | Adjusted Bid | 975539.34 |  | 1295796 |  | 335498.37 |  | 178000 |  | 98768 |  | 0
BID DOCUMENTS: |  | Plan/ Spec. Package | QTY | U/M | Unit Cost | Subtotal | Yes/No | Price | Yes/No | Price | Yes/No | Price | Yes/No | Price | Yes/No | Price | Yes/No | Price
GENERAL INCLUSIONS
| INCLUDES ALL SALES TAX | [5 empty] | i |  | i |  | i |  | i |  | i |  | i
| ALL HOISTING & RIGGING REQUIRED TO COMPLETE THIS SCOPE | [5 empty] | i |  | i |  | i |  | i |  | i |  | i
| PROVIDE P&P BONDS | [5 empty] | x |  | x |  | x |  | x |  | x |  | x
| FLORIDA STATE CONTRACTORS LIC. | [5 empty] | i |  | i |  | i |  | i |  | i |  | i
| GENERAL LIABILITY AND WORKERS COMP. INSURANCE LIMITS | [5 empty] | i |  | i |  | i |  | i |  | i |  | i
| STATE AND LOCAL TAXES | [5 empty] | i |  | i |  | i |  | i |  | i |  | i
SPECIFIC TRADE SCOPE OF WORK REQUIREMENTS
| BASE BID | [12 empty] | 178000
| Painting, incl.: | [5 empty] | i |  | i |  | i
| a. specified painting products as scheduled | [5 empty] | i |  | i |  | i |  |  |  | i
| b. equipment, lifts, sprayers, etc. | [5 empty] | i |  | i |  | i |  |  |  | i
| c. beauty bead caulking at interior and exterior work | [5 empty] | i |  | i |  | i |  |  |  | i
| d. protection for adjacent work, including flooring | [5 empty] | i |  | i |  | i |  |  |  | i
| e. OSHA requirements | [5 empty] | i |  | i |  | i |  |  |  | i
| f. daily clean up | [5 empty] | i |  | i |  | i |  |  |  | i
| g. Above scope included for: | [5 empty] | i |  | i |  | i |  |  |  | i
| Club | [5 empty] | i | 864550 | i | 1042006 | x | 120297.99 |  |  | x | 98768
| Exterior | [5 empty] | i |  | i |  | x |  |  |  | x
| doors and frames | [5 empty] | i |  | i |  | x |  |  |  | i
| steel channel MT-01 high performance coating at ext soffits | A4.00 | 5762 | SF | 2 | 11524 | P | 11524 | i |  | x |  |  |  | x
| steel columns MT-01 high performance coating at south dining room (52 EA) |  | 520 | SF | 2 | 1040 | P | 1040 | i |  | x |  |  |  | x
| planter metal plate MT-04 (Dark Bronze) |  | 3095.17 | SF | 2 | 6190.34 | P | 6190.34 | i |  | x |  |  |  | x
| Interior: | [5 empty] | i |  | i |  | x |  |  |  | x
| doors and frames |  | 183 | EA | 100 | 18300 | i |  | i |  | x |  |  |  | i
| drywall partitions - BOH (EPT-1 ) |  | 60411 | SF | 2 | 120822 | i |  | i |  | x |  |  |  | i
| drywall partitions - FOH (PT-101,103,104,106,107,108,111) |  | 10000 | SF | 2.5 | 25000 | i |  | i
| drywall ceilings - BOH (EPT-2 ) |  | 4862 | SF | 2 | 9724 | i |  | i |  | x |  |  |  | i
| drywall ceilings - FOH |  | 24228 | SF | 2.5 | 60570 | i |  | i
| wood baseboard and trims (semi gloss finish) |  | 561 | LF | 3 | 1683 | i |  | i |  | x |  |  |  | x
| BOH stairwells walls (skim coat and paint) PT-1 as per RFI #2 responses |  | 15000 | SF | 2 | 30000 | i |  | i |  | x |  |  |  | x
| BOH stairwells floors as SC-1 as per RFI #2 responses | [5 empty] | x |  | x |  | x |  |  |  | x
| Exposed steel columns and beams | 1&2/ID-5.06, | 400 | LF | 2 | 800 | i |  | i |  | x |  |  |  | x
| Exposed conduit, ductwork, piping, etc - Cart Barn as ALTERNATE | Note 7/A6.10.1 | 5046 | SF | 1 | 5046 | P | 5046 | i |  | x |  |  |  | x
| Handrails as per note 7/A7.13 |  | 1 | LF | 3000 | 3000 | P | 3000 | i |  | x |  |  |  | x
| Dining spiral steel stair | A7.00 | 1 | EA | 10000 | 10000 | P | 10000 | i |  | x |  |  |  | x
| Wet areas paint to have anti-staining and antimicrobial properties | [5 empty] | i |  | i |  | x |  |  |  | x
| 1 coat of primer and 2 coats of finish for BOH | [5 empty] | i |  | i
| 2 coats of primer and 2 coats of finish for FOH |  | 34228 | SF | 1 | 34228 | P | 34228 | i |  | x |  |  |  | x
| Wallcoverings | [5 empty] | i |  | i | 124350 | i | 155988 |  |  | x
| Club - Dining Wallcoverings WALLS | [5 empty] | i |  | i | Install only | i | Install only |  |  | x
| WC-101 (Performance Vinyl WC, pattern vinyl madagascar raffia, color: island malta white, width 54") |  |  | SF | 50 |  | i |  | i |  | i |  |  |  | x
| D-109 D-110 Dining Restrooms | [5 empty] | i |  | i |  | i |  |  |  | x
| WC-102 (Luxe naturals WC, pattern: cork couture, color: blanc, width 36") | [5 empty] | i |  | i |  | i |  |  |  | x
| D-202 & D-203 Sky Bar WC | [5 empty] | i |  | i |  | i |  |  |  | x
| WC-103 (Performance Vinyl WC, pattern: vinyl glazed grass, color: crushed coriander, width 54") |  |  | SF | 50 |  | i |  | i |  | i |  |  |  | x
| D-E.02 Dining Elevator wall and cab | [5 empty] | i |  | i |  | i |  |  |  | x
| WC-110 (Performance Vinyl, pattern: vinyl all wound up, color: batty beige, width:50"-52") |  |  | SF | 50 |  | i |  | i |  | i |  |  |  | x
| D-006 Kids Corridor | [5 empty] | i |  | i |  | i |  |  |  | x
| WC-114 (Paper Weave WC, patterm: resort weave, color:ocean view, width 36") |  |  | SF | 50 |  | i |  | i |  | i |  |  |  | x
| D-006 Kids corridor vestibule to bathroom | [5 empty] | i |  | i |  | i |  |  |  | x
| Club - Dining Wallcoverings CEILINGS |  |  | SF | 50 |  | i |  | i |  | i |  |  |  | x
| D-006 Kids corridor vestibule to bathroom | [5 empty] | i |  | i |  | i |  |  |  | x
| WC-102 (Luxe naturals WC, pattern: cork couture, color: blanc, width 36") |  |  | SF | 50 |  | i |  | i |  | i |  |  |  | x
| D-202 & D-203 Sky Bar WC | [5 empty] | i |  | i |  | i |  |  |  | x
| Club - Fitness Wallcoverings WALLS | [5 empty] | i |  | i |  | i |  |  |  | x
| WC-103 Performance Vinyl WC, pattern: vinyl glazed grass, color: crushed coriander, width 54" |  |  | SF | 50 |  | i |  | i |  | i |  |  |  | x
| F-107 Fitness Diag., F-108 Consultation, F-109 WC , F-111 WC | [5 empty] | i |  | i |  | i |  |  |  | x
| Club - Wellness Wallcoverings WALLS | [5 empty] | i |  | i | install only | i | install only |  |  | x
| WC-103 (Performance Vinyl WC, pattern: vinyl glazed grass, color: crushed coriander, width 54") |  |  | SF | 50 |  | i |  | i |  | i |  |  |  | x
| W-104 Changing Room, W-114 Mens Spa RR, W-120 Salon, W-129ABCD WC, W-123 ADA Changing RM, 204 Neuro Acoustic,W-211 IR Sauna , W-220 Hyperbaric O RM, W-223 Cryotherapy, W-224 Red light therapy, W-216 IV Consult, W-217 IV Prep | [5 empty] | i |  | i |  | i |  |  |  | x
| WC-104 (Woven vinyl WC, pattern: vinyl island raffia, color:shell white, width:52"-54") |  |  | SF | 50 |  | i |  | i |  | i |  |  |  | x
| W-135 & 137 Womens&Mens Pool WC, W-137ABCD WC, W-135ABCD WC | [5 empty] | i |  | i |  | i |  |  |  | x
| WC-105 (Performance vinyl WC, pattern: vinyl tailored linens, color: pink sash, width: 54") |  |  | SF | 50 |  | i |  | i |  | i |  |  |  | x
| W-219 Medical Aesth., W-221 L2 Clinician, W-224 Red light therapy, W-229 Exam, W-230 Consultation, W-231 Lab, W-215 Chiro & Acup. ,W.E.03 - Spa Elevator | [5 empty] | i |  | i |  | i |  |  |  | x
| WC-106 (Performance vinyl WC, pattern: vinyl glazed grass, color: tarragon, width:54") |  |  | SF | 50 |  | i |  | i |  | i |  |  |  | x
| W-115 Mens Barber | [5 empty] | i |  | i |  | i |  |  |  | x
| WC-107 (Performance vinyl WC, pattern: vinyl wicker, color: champagne clarity, width:39.5") |  |  | SF | 50 |  | i |  | i |  | i |  |  |  | x
| W-124 Vanity (behind mirror), W-127 Hallway, W-109 Men Locker Hallway | [5 empty] | i |  | i |  | i |  |  |  | x
| WC-109 (Performance vinyl WC, pattern: vinyl glazed grass, color: ground ginger, width:52"-54") |  |  | SF | 50 |  | i |  | i |  | i |  |  |  | x
| W-127 Hallway, W-102 Vanity | [5 empty] | i |  | i |  | i |  |  |  | x
| WC-108 OPEN ITEM PROVIDE ALLOWANCE |  |  | SF | 50 |  | i |  | i |  | i |  |  |  | x
| W-128 Changing Room | [5 empty] | i |  | i |  | i |  |  |  | x
| WC-112 OPEN ITEM PROVIDE ALLOWANCE |  |  | SF | 50 |  | i |  | i |  | i |  |  |  | x
| W-128 Changing Room | [5 empty] | i |  | i |  | i |  |  |  | x
| Club - Wellness Wallcoverings CEILINGS | [5 empty] | i |  | i |  | i |  |  |  | x
| WC-103 (Performance Vinyl WC, pattern: vinyl glazed grass, color: crushed coriander, width 54") |  |  | SF | 50 |  | i |  | i |  | i |  |  |  | x
| W-129 ABCD, W-114AB | [5 empty] | i |  | i |  | i |  |  |  | x
| Dock Bar | [5 empty] | i | 22610 | i | 93460 | i | 41959.04 |  |  | x
| Exterior | [5 empty] | i |  | i |  | i |  |  |  | x
| Steel plates & Channel - MT-05 | A4.00 | 630 | SF | 3 | 1890 | i |  | i |  | x |  |  |  | x
| Interior: |  |  |  |  | 0 | i |  | i |  | i |  |  |  | x
| doors and frames |  | 7 | EA | 100 | 700 | i |  | i |  | i |  |  |  | x
| drywall partitions/shiplap walls – FOH (PT-201,202,203) |  | 1700 | SF | 2 | 3400 | i |  | i |  | i |  |  |  | x
| drywall partitions/shiplap walls – BOH (EPT-1) |  | 117 | SF | 2 | 234 | i |  | i
| drywall ceilings - BOH (EPT-2) |  | 10 | SF | 2 | 20 | i |  | i
| drywall ceilings - FOH (PT-201) |  | 322 | SF | 2 | 644 | i |  | i
| wood baseboard and trims (semi gloss finish) |  | 160 | LF | 3 | 480 | i |  | i |  | i |  |  |  | x
| wood flooring (High gloss, PT-204) |  | 322 | SF | 2 | 644 | P | 644 | i |  | x |  |  |  | x
| Ceilings to be flat, walls to be eggshell paint | [5 empty] | i |  | i |  | i |  |  |  | x
| Wet areas paint to have anti-staining and antimicrobial properties | [5 empty] | i |  | i |  | i |  |  |  | x
| 2 coats of primer and 2 coats of finish for FOH |  | 2022 | SF | 1 | 2022 | P | 2022 | i |  | i |  |  |  | x
| Spa Pods | [5 empty] | i | 14685 | i | 35980 | i | 17253.34 |  |  | x
| Exterior | [5 empty] | i |  | i |  | i |  |  |  | x
| doors and frames | [5 empty] | i |  | i |  | i |  |  |  | x
| Interior: | [5 empty] | i |  | i |  | i |  |  |  | x
| doors and frames |  | 18 | EA | 100 | 1800 | i |  | i |  | i |  |  |  | x
| drywall partitions BOH – (EPT-1) |  | 747 | SF | 2 | 1494 | i |  | i |  | i |  |  |  | x
| drywall ceilings BOH – (PT-1) |  | 201 | SF | 2 | 402 | i |  | i |  | i |  |  |  | x
| drywall ceilings FOH - |  | 495 | SF | 2.5 | 1237.5 | i |  | i |  | i
| SUBTOTAL Base Bid |  |  |  |  | 351657.34 |  | 975539.34 |  | 1295796 |  | 335498.37 |  | 178000 |  | 98768 |  | 0
| BOND RATE | [5 empty] | 0% |  | 0% |  | 0% |  | 0% |  | 0% |  | 0%
| BOND AMOUNT |  |  |  |  | 0 |  | 0 |  | 0 |  | 0 |  | 0 |  | 0 |  | 0
| ADJUSTED TOTAL |  |  |  |  | 351657.34 |  | 975539.34 |  | 1295796 |  | 335498.37 |  | 178000 |  | 98768 |  | 0
| Cost per SF |  |  |  |  | 3.9658 |  | 11.0017 |  | 14.6134 |  | 3.7836 |  | 2.0074 |  | 1.1139 |  | 0
QUALIFICATIONS
We exclude any dryfall painting to BOH unoccupied spaces ceilings
Wallcoverings are not included in the Spa and Dock Bar
We include painting exposed steel at occupied spaces
Alternate - Golf Cart Barn exposed pipes, HVAC painted
Areas to receive WC to be primed only
EXCLUSIONS/OWNER PROVIDED ITEMS:
ALTERNATES:
PROPOSED VE (Provide Clear Description):
VE to remove paint from BOH stairwells
VE to paint 3 coat system ILO 4 coat
| Remove MT-1 plates painting | [6 empty] | -18754.34
FULLY LOADED LABOR RATES
Laborer
Mechanic
Superintendent
Project Manager
SCHEDULE
Prepared shop drawings/submittals
Mobilization
Total duration to complete scope of work
Winner |  | Club | Dock Bar | Spa Garden
Company | Advanced Painting Contractors
Contact | Daniel Eggertsson
Phone | 561-845-0123
Email | deggertsson@advanced-painting.com
Base Bid | 975539.34 | 935578.34 | 25276 | 14685
Need Prequalification
Prequalified

## 10 22 Demountable Part
Hedrick Plug
[5 empty] | X | Excluded
[5 empty] | I | Included
| BACK TO SUMMARY SHEET |  |  |  |  | Sub Add/Deduct
Project: | Atlantic Fields Club Core / Dock Bar / Spa Pods / Water Features |  |  |  |  | Company | Pending
Trade: | Demountable Partitions |  |  |  |  | Contact
CSI Code: | 10 22 00 |  |  |  |  | Phone
Date: | [5 empty] | Email
[6 empty] | Adjusted Bid | 47635 |  | 0 |  | 0 |  | 0 |  | 0 |  | 0
BID DOCUMENTS: |  | Plan/ Spec. Package | QTY | U/M | Unit Cost | Subtotal | Yes/No | Price | Yes/No | Price | Yes/No | Price | Yes/No | Price | Yes/No | Price | Yes/No | Price
GENERAL INCLUSIONS
INCLUDES ALL SALES TAX
ALL HOISTING & RIGGING REQUIRED TO COMPLETE THIS SCOPE
PROVIDE P&P BONDS
FLORIDA STATE CONTRACTORS LIC.
GENERAL LIABILITY AND WORKERS COMP. INSURANCE LIMITS
STATE AND LOCAL TAXES
SPECIFIC TRADE SCOPE OF WORK REQUIREMENTS
BASE BID
| Club Core | [6 empty] | 47635 |  | 0 |  | 0 |  | 0 |  | 0 |  | 0
| Haworth Interior Window Systems - 4SPACE |  |  |  |  | 0 |  | 0
Demountable Partitions - Dining - specifications & locations not provided
Allowance | Wine Room - 15-4 x 9-0 |  | 137.97 | sf | 125 | 17246 |  | 17246
| Demountable Partitions - Wellness - specifications & locations not provided |  |  |  |  | 0 |  | 0
Allowance | A0.40 - Lower Level Office - 19-09 x 09-00 |  | 177.75 | sf | 125 | 22219 |  | 22219
Allowance | Barber W-115 - 8-0 x 8-2 |  | 65.36 | sf | 125 | 8170 |  | 8170
[6 empty] | 0 |  | 0
[6 empty] | 0 |  | 0
[6 empty] | 0 |  | 0
[6 empty] | 0 |  | 0
[6 empty] | 0 |  | 0
[6 empty] | 0 |  | 0
[6 empty] | 0 |  | 0
[6 empty] | 0 |  | 0
[6 empty] | 0 |  | 0
[6 empty] | 0 |  | 0
[6 empty] | 0 |  | 0
[6 empty] | 0 |  | 0
[6 empty] | 0 |  | 0
[6 empty] | 0 |  | 0
[6 empty] | 0 |  | 0
[6 empty] | 0 |  | 0
[6 empty] | 0 |  | 0
[6 empty] | 0 |  | 0
[6 empty] | 0 |  | 0
[6 empty] | 0 |  | 0
[6 empty] | 0 |  | 0
[6 empty] | 0 |  | 0
[6 empty] | 0 |  | 0
| SUBTOTAL Base Bid |  |  |  |  | 47635 |  | 47635 |  | 0 |  | 0 |  | 0 |  | 0 |  | 0
| BOND RATE | [5 empty] | 0% |  | 0% |  | 0% |  | 0% |  | 0% |  | 0%
| BOND AMOUNT |  |  |  |  | 0 |  | 0 |  | 0 |  | 0 |  | 0 |  | 0 |  | 0
| ADJUSTED TOTAL |  |  |  |  | 47635 |  | 47635 |  | 0 |  | 0 |  | 0 |  | 0 |  | 0
| Cost per SF |  |  |  |  | 0.5372 |  | 0.5372 |  | 0 |  | 0 |  | 0 |  | 0 |  | 0
QUALIFICATIONS
EXCLUSIONS/OWNER PROVIDED ITEMS:
ALTERNATES:
PROPOSED VE (Provide Clear Description):
FULLY LOADED LABOR RATES
Laborer
Mechanic
Superintendent
Project Manager
SCHEDULE
Prepared shop drawings/submittals
Mobilization
Total duration to complete scope of work
Winner
Company
Contact
Phone
Email
Base Bid | 47635
Need Prequalification
Prequalified

## 10 28 Specialties
Hedrick Plug
[5 empty] | X | Excluded
[5 empty] | I | Included
| BACK TO SUMMARY SHEET |  |  |  |  | Sub Add/Deduct
Project: | Atlantic Fields Club Core / Dock Bar / Spa Pods / Water Features |  |  |  |  | Company | Interior Specialties |  | Newton Distributing Company |  | Mardale Specialties Direct Inc |  | Schedule 10 Specialists, Inc.
Trade: | Specialties |  |  |  |  | Contact | Christopher Smith |  | Johannes Shike |  | Eddie Figueroa
CSI Code: | 10 28 00 |  |  |  |  | Phone | 407-331-4564 |  | 508-815-4028 |  | 954-751-9642
Date: | [5 empty] | Email | csmith@interiorspecialties.com |  | jshike@newtondistributing.com |  | efigueroa@specialtiesdirect.com
[6 empty] | Adjusted Bid | 85242 |  | 120326.76 |  | 122069 |  | 0 |  | 0
BID DOCUMENTS: |  | Plan/ Spec. Package | QTY | U/M | Unit Cost | Subtotal | Yes/No | Price | Yes/No | Price | Yes/No | Price | Yes/No | Price | Yes/No | Price
GENERAL INCLUSIONS
| INCLUDES ALL SALES TAX | [5 empty] | i |  | i |  | i
| ALL HOISTING & RIGGING REQUIRED TO COMPLETE THIS SCOPE | [5 empty] | i |  | i |  | i
| PROVIDE P&P BONDS | [5 empty] | x |  | x |  | x
| FLORIDA STATE CONTRACTORS LIC. | [5 empty] | i |  | i |  | i
| GENERAL LIABILITY AND WORKERS COMP. INSURANCE LIMITS | [5 empty] | i |  | i |  | i
| STATE AND LOCAL TAXES | [5 empty] | i |  | i |  | i
SPECIFIC TRADE SCOPE OF WORK REQUIREMENTS
BASE BID
| Club - Dining | [5 empty] | i | 64661.85 | i | 88098.96 | i | 100712
| D-005 & D-005 Womens & Mens RR | ID-5.03 |  |  |  |  | i |  | i |  | i
| B-105 Changing Station Koala Kare, SS |  | 2 | EA | 1750 | 3500 | i |  | i |  | i
| B-112 TP Holder Waterworks, dark brass finish |  | 3 | EA | 325 | 975 | i |  | i |  | i
| B-113 36" GB Waterworks, dark brass finish |  | 2 | EA | 1000 | 2000 | i |  | i |  | i
| B-114 42" GB Waterworks, dark brass finish |  | 2 | EA | 1085 | 2170 | i |  | i |  | i
| B-115 Hook Waterworks, dark brass finish |  | 5 | EA | 250 | 1250 | i |  | i |  | i
| D-109 & D-110 Womens & Mens RR | ID-5.08 |  |  |  |  | i |  | i |  | i
| B-105 Changing Station Koala Kare, SS |  | 2 | EA | 1750 | 3500 | i |  | i |  | i
| B-112 TP Holder Waterworks, dark brass finish |  | 3 | EA | 325 | 975 | i |  | i |  | i
| B-113 36" GB Waterworks, dark brass finish |  | 2 | EA | 1000 | 2000 | i |  | i |  | i
| B-114 42" GB Waterworks, dark brass finish |  | 2 | EA | 1085 | 2170 | i |  | i |  | i
| B-115 Hook Waterworks, dark brass finish |  | 7 | EA | 250 | 1750 | i |  | i |  | i
BOH | D-111.1 Staff WC | I-5.44 |  |  |  |  | i |  | i |  | i
| B-110 36" GB, Bobrick, SS, B-6806X36 |  | 1 | EA | 50 | 50 | i |  | i |  | i
| B-111 42" GB, Bobrick, SS, B-6806X42 |  | 1 | EA | 50 | 50 | i |  | i |  | i
| B-112 TP Holder, Bobrick, Satin cast aluminum, B-2740 |  | 1 | EA | 50 | 50 | i |  | i |  | i
| B-114 Soap Dispenser, Bobrick, SS, B-4112 |  | 1 | EA | 50 | 50 | i |  | i |  | i
| B-115 Paper Towel Dispenser, Bobrick, SS, B-36903 |  | 1 | EA | 50 | 50 | i |  | i |  | i
| B-117 Feminine Napkin Dispenser, Bobrick, SS, KB-310-SSRE |  | 1 | EA | 150 | 150 | i |  | i |  | i
| B-119 Mirror 24"x36" SS, Bobrick, SS, B-165-2436 |  | 1 | EA | 200 | 200 | i |  | i |  | i
| B-120 Recessed Toilet Seat Cover Dispenser, Bobrick, SS, B-3013 |  | 1 | EA | 200 | 200 | i |  | i |  | i
| D-202 & D-203 W/C | ID-5.13 |  |  |  |  | i |  | i |  | i
| B-105 Changing Station Koala Kare, SS |  | 2 | EA | 1750 | 3500 | i |  | i |  | i
| B-112 TP Holder Waterworks, dark brass finish |  | 2 | EA | 325 | 650 | i |  | i |  | i
| B-113 36" GB Waterworks, dark brass finish |  | 2 | EA | 1000 | 2000 | i |  | i |  | i
| B-114 42" GB Waterworks, dark brass finish |  | 2 | EA | 1085 | 2170 | i |  | i |  | i
| B-115 Hook Waterworks, dark brass finish |  | 4 | EA | 250 | 1000 | i |  | i |  | i
| Club - Fitness | [5 empty] | i |  | i |  | i
| F-109 F-111 Fitness RR | ID-5.24 |  |  |  |  | i |  | i |  | i
| B-101 TP Holder by Waterworks, nickel |  | 2 | EA | 325 | 650 | i |  | i |  | i
| B-102 36" GB Waterworks, dark nickel finish |  | 2 | EA | 1000 | 2000 | i |  | i |  | i
| B-103 42" GB Waterworks, dark nickel finish |  | 2 | EA | 1085 | 2170 | i |  | i |  | i
| B-104 Hook Waterworks, nickel finish |  | 4 | EA | 250 | 1000 | i |  | i |  | i
| Club - Wellness | [5 empty] | i |  | i |  | i
BOH | W-020 W-021 Womens RR | [5 empty] | i |  | i |  | i
| B-110 36" GB, Bobrick, SS, B-6806X36 |  | 2 | EA | 50 | 100 | i |  | i |  | i
| B-111 42" GB, Bobrick, SS, B-6806X42 |  | 2 | EA | 50 | 100 | i |  | i |  | i
| B-112 TP Holder, Bobrick, Satin cast aluminum, B-2740 |  | 5 | EA | 50 | 250 | i |  | i |  | i
| B-113 Kumin/Robe Hook, Kohler, Polished Chrome, K-97897-CP |  |  |  | 50 | 0 |  |  | i
| B-114 Soap Dispenser, Bobrick, SS, B-4112 |  | 6 | EA | 50 | 300 | i |  | i |  | i
| B-115 Paper Towel Dispenser, Bobrick, SS, B-36903 |  | 4 | EA | 50 | 200 | i |  | i |  | i
| B-116 Cylinder Door Stop 2", Emtek, Polished Chrome, 2258 |  |  |  | 100 | 0 |  |  | i
| B-117 Feminine Napkin Dispenser, Bobrick, SS, KB-310-SSRE |  | 3 | EA | 150 | 450 | i |  | i |  | i
| B-119 Mirror, 37"x21", Bobrick, SS, B-1665-2436 |  | 6 | EA | 50 | 300 | i |  | i |  | i
| B-120 Recessed Toilet Seat Cover Dispenser, Bobrick, SS, B-3013 |  | 5 | EA | 200 | 1000 | i |  | i |  | i
BOH | W-225 Staff WC | [5 empty] | i |  | i |  | i
| B-110 36" GB, Bobrick, SS, B-6806X36 |  | 1 | EA | 50 | 50 | i |  | i |  | i
| B-111 42" GB, Bobrick, SS, B-6806X42 |  | 1 | EA | 50 | 50 | i |  | i |  | i
| B-112 TP Holder, Bobrick, Satin cast aluminum, B-2740 |  | 1 | EA | 50 | 50 | i |  | i |  | i
| B-114 Soap Dispenser, Bobrick, SS, B-4112 |  | 1 | EA | 50 | 50 | i |  | i |  | i
| B-115 Paper Towel Dispenser, Bobrick, SS, B-36903 |  | 1 | EA | 50 | 50 | i |  | i |  | i
| B-117 Feminine Napkin Dispenser, Bobrick, SS, KB-310-SSRE |  | 1 | EA | 100 | 100 | i |  | i |  | i
| B-119 Mirror, 37"x21", Bobrick, SS, B-1665-2436 |  | 1 | EA | 50 | 50 | i |  | i |  | i
| B-120 Recessed Toilet Seat Cover Dispenser, Bobrick, SS, B-3013 |  | 1 | EA | 150 | 150 | i |  | i |  | i
| W-135 W-137 Mens & Womens Pool WC | [5 empty] | i |  | i |  | i
| B-101 TP Holder by Waterworks, nickel |  | 5 | EA | 325 | 1625 | i |  | i |  | i
| B-102 36" GB Waterworks, dark nickel finish |  | 2 | EA | 1000 | 2000 | i |  | i |  | i
| B-103 42" GB Waterworks, dark nickel finish |  | 2 | EA | 1085 | 2170 | i |  | i |  | i
| B-104 Hook Waterworks, nickel finish |  | 7 | EA | 300 | 2100 | i |  | i |  | i
| B-105 Changing Station |  | 2 | EA | 400 | 800 | i |  | i |  | i
| B-108 Shower Clamp |  | 1 | EA |  |  | i |  | i |  | i
| W-130ABCD Shower | [5 empty] | i |  | i |  | i
| B-104 Hook Waterworks, Nickel finish |  | 8 | EA | 300 | 2400 | i |  | i |  | i
| W-123 Womens ADA Changing Room | [5 empty] | i |  | i |  | i
| B-104 Hook Waterworks, Nickel finish |  | 3 | EA | 300 | 900 | i |  | i |  | i
| W-129ABCD WC | [5 empty] | i |  | i |  | i
| B-101 TP Holder by Waterworks, Nickel finish |  | 4 | EA | 325 | 1300 | i |  | i |  | i
| B-102 36" GB Waterworks, dark nickel finish |  | 1 | EA | 1000 | 1000 | i |  | i |  | i
| B-103 42" GB Waterworks, dark nickel finish |  | 1 | EA | 1085 | 1085 | i |  | i |  | i
| W-114 Mens Restroom | [5 empty] | i |  | i |  | i
| B-101 TP Holder by Waterworks, Nickel finish |  | 2 | EA | 375 | 750 | i |  | i |  | i
| B-102 36" GB Waterworks, dark nickel finish |  | 1 | EA | 1000 | 1000 | i |  | i |  | i
| B-103 42" GB Waterworks, dark nickel finish |  | 1 | EA | 1135 | 1135 | i |  | i |  | i
| B-104 Hook by Waterworks, Nickel finish |  | 4 | EA | 300 | 1200 | i |  | i |  | i
| B-105 Changing Station |  | 1 | EA | 400 | 400 | i |  | i |  | i
| W-104 Changing Room | [5 empty] | i |  | i |  | i
| B-104 Hook by Waterworks, Nickel finish |  | 3 | EA | 300 | 900 | i |  | i |  | i
| W-105 ABCD Showers | [5 empty] | i |  | i |  | i
| B-104 Hook by Waterworks, Nickel finish |  | 8 | EA | 250 | 2000 | i |  | i |  | i
| B-108 Shower Clamp IN SHOWER ENCLOSURES |  | 4 | EA |  |  | x |  | x |  | x
| W-202 Treatment RR | [5 empty] | i |  | i |  | i
| B-101 TP Holder by Waterworks, Nickel finish |  | 1 | EA | 325 | 325 | i |  | i |  | i
| B-102 36" GB Waterworks, dark nickel finish |  | 1 | EA | 1000 | 1000 | i |  | i |  | i
| B-103 42" GB Waterworks, dark nickel finish |  | 1 | EA | 1135 | 1135 | i |  | i |  | i
| B-104 Hook by Waterworks, Nickel finish |  | 2 | EA | 300 | 600 | i |  | i |  | i
| W-209 Hammam | [5 empty] | i |  | i |  | i
| B-104 Hook by Waterworks, Nickel finish |  | 3 | EA | 300 | 900 | i |  | i |  | i
| W-215 Chiro/Acupun Rm | [5 empty] | i |  | i |  | i
| B-106 Automatic Soap Dispenser, Uline, SS |  | 1 | EA | 50 | 50 | i |  | i |  | i
| B-107 Automatic Towel Dispenser, Uline, SS |  | 1 | EA | 50 | 50 | i |  | i |  | i
| W-217 IV Prep | [5 empty] | i |  | i |  | i
| B-106 Automatic Soap Dispenser, Uline, SS |  | 1 | EA | 50 | 50 | i |  | i |  | i
| B-107 Automatic Towel Dispenser, Uline, SS |  | 1 | EA | 50 | 50 | i |  | i |  | i
| W-219 Medical Aesthetic | [5 empty] | i |  | i |  | i
| B-104 Hook by Waterworks, Nickel finish |  | 2 | EA | 300 | 600 | i |  | i |  | i
| W-220 Hyperb O Room | [5 empty] | i |  | i |  | i
| B-104 Hook by Waterworks, Nickel finish |  | 4 | EA | 300 | 1200 | i |  | i |  | i
| W-223 Cryotherapy Room | [5 empty] | i |  | i |  | i
| B-104 Hook by Waterworks, Nickel finish |  | 2 | EA | 300 | 600 | i |  | i |  | i
| W-224 Red Light Room | [5 empty] | i |  | i |  | i
| B-104 Hook by Waterworks, Nickel finish |  | 3 | EA | 300 | 900 | i |  | i |  | i
| B-106 Automatic Soap Dispenser, Uline, SS |  | 1 | EA | 50 | 50 | i |  | i |  | i
| B-107 Automatic Towel Dispenser, Uline, SS |  | 1 | EA | 50 | 50 | i |  | i |  | i
| W-229 Exam | [5 empty] | i |  | i |  | i
| B-104 Hook by Waterworks, Nickel finish |  | 3 | EA | 300 | 900 | i |  | i |  | i
| B-106 Automatic Soap Dispenser, Uline, SS |  | 1 | EA | 50 | 50 | i |  | i |  | i
| B-107 Automatic Towel Dispenser, Uline, SS |  | 1 | EA | 50 | 50 | i |  | i |  | i
| W-230 Consultation | [5 empty] | i |  | i |  | i
| B-104 Hook by Waterworks, Nickel finish |  | 3 | EA | 300 | 900 | i |  | i |  | i
| W-231 Lab Room | [5 empty] | i |  | i |  | i
| B-106 Automatic Soap Dispenser, Uline, SS |  | 1 | EA | 50 | 50 | i |  | i |  | i
| B-107 Automatic Towel Dispenser, Uline, SS |  | 1 | EA | 50 | 50 | i |  | i |  | i
| W-232 W/C | [5 empty] | i |  | i |  | i
| B-101 TP Holder by Waterworks, Nickel finish |  | 1 | EA | 325 | 325 | i |  | i |  | i
| B-104 Hook by Waterworks, Nickel finish |  | 2 | EA | 250 | 500 | i |  | i |  | i
| B-102 36" GB Waterworks, dark nickel finish |  | 1 | EA | 1000 | 1000 | i |  | i |  | i
| B-103 42" GB Waterworks, dark nickel finish |  | 1 | EA | 1085 | 1085 | i |  | i |  | i
| Fire Extinguishers | [5 empty] | i | 5060.04 | i | 11114.9 | i
| FEC painted w/ vertical lettering (Cosmic 5E: 3A 40BC by JL Industries) |  | 14 | EA | 300 | 4200 | i |  | x |  | i
| Wall mounted FE - K CLass at Kitchen (Saturn 15: 1-A:K by JL Industries) - none shown |  | 1 | EA | 100 | 100 | i |  | x |  | i
| Wall mounted FE - BOH (Cosmic 5E: 3A 40BC by JL Industries) -none shown |  | 14 | EA | 70 | 980 | i |  | x |  | i
| Dock Bar | [5 empty] | i | 7814.17 | i | 9692.3 | i | 10735
| Dock Bar RR | [5 empty] | i |  | i |  | i
| B-201 Toilet Paper Holder, Waterworks, Nickel Finish |  | 3 | EA | 325 | 975 | i |  | i |  | i
| B-202 36" Grab Bar, Waterworks, Nickel Finish |  | 2 | EA | 1000 | 2000 | i |  | i |  | i
| B-203 42" Grab Bar, Waterworks, Nickel Finish |  | 2 | EA | 1085 | 2170 | i |  | i |  | i
| B-204 Single Robe Hook, Waterworks, Nickel Finish |  | 6 | EA | 250 | 1500 | i |  | i |  | i
| B-205 Changing Station, SS, Koala Kare |  | 2 | EA | 400 | 800 | i |  | i |  | i
| Fire Extinguishers |  | 1 | EA | 250 | 250 | P | 250 | P | 250 | P | 250
| Spa Pods | [5 empty] | i | 5855.94 | i | 9670.6 | i | 8872
BOH | Comfort Station | [5 empty] | i |  | i |  | i
| B-110 36" GB, Bobrick, SS, B-6806X36 |  | 1 | EA | 50 | 50 | i |  | i |  | i
| B-111 42" GB, Bobrick, SS, B-6806X42 |  | 1 | EA | 50 | 50 | i |  | i |  | i
| B-112 TP Holder, Bobrick, Satin cast aluminum, B-2740 |  | 1 | EA | 50 | 50 | i |  | i |  | i
| B-113 Kumin Robe Hooks |  | 2 | EA | 50 | 100 | P | 100 | i |  | i
| B-114 Soap Dispenser, Bobrick, SS, B-4112 |  | 1 | EA | 50 | 50 | i |  | i |  | i
| B-115 Paper Towel Dispenser, Bobrick, SS, B-36903 |  | 1 | EA | 50 | 50 | i |  | i |  | i
| B-119 Mirror, 37"x21", Bobrick, SS, B-1665-2436 |  | 1 | EA | 50 | 50 | i |  | i |  | i
| B-120 Recessed Toilet Seat Cover Dispenser, Bobrick, SS, B-3013 |  | 1 | EA | 150 | 150 | i |  | i |  | i
| Treatment Pavilion - Double ADA | [5 empty] | i |  | i |  | i
| B-301 Toilet Paper Holder, Waterworks, Nickel Finish |  | 1 | EA | 375 | 375 | i |  | i |  | i
| B-302 36" Grab Bar, Waterworks, Nickel Finish |  | 2 | EA | 1050 | 2100 | i |  | i |  | i
| B-303 42" Grab Bar, Waterworks, Nickel Finish |  | 2 | EA | 1085 | 2170 | i |  | i |  | i
| B-307 Shower Hinge IN SHOWER ENCLOSURE |  | 1 | EA | 0 | 0 | x |  | x |  | x
| B-308 Fold Down Slat Shower Sear |  | 1 | EA | 500 | 500 | i |  | i |  | i
| Treatment Pavilion - Double | [5 empty] | i |  | i |  | i
| B-301 Toilet Paper Holder, Waterworks, Nickel Finish |  | 1 | EA | 375 | 375 | i |  | i |  | i
| B-307 Shower Hinge IN SHOWER ENCLOSURE |  | 1 | EA | 0 | 0 | x |  | x |  | x
| Massage Treatment Pavilion | [5 empty] | i |  | i |  | i
| B-301 Toilet Paper Holder, Waterworks, Nickel Finish |  | 2 | EA | 325 | 650 | i |  | i |  | i
| Single Treatment Pavilion | [5 empty] | i |  | i |  | i
| B-301 Toilet Paper Holder, Waterworks, Nickel Finish |  | 1 | EA | 325 | 325 | i |  | i |  | i
| Fire Extinguishers |  | 6 | EA | 250 | 1500 | P | 1500 | P | 1500 | P | 1500
| SUBTOTAL Base Bid |  |  |  |  | 94735 |  | 85242 |  | 120326.76 |  | 122069 |  | 0 |  | 0
| BOND RATE | [5 empty] | 0% |  | 0% |  | 0% |  | 0% |  | 0%
| BOND AMOUNT |  |  |  |  | 0 |  | 0 |  | 0 |  | 0 |  | 0 |  | 0
| ADJUSTED TOTAL |  |  |  |  | 94735 |  | 85242 |  | 120326.76 |  | 122069 |  | 0 |  | 0
| Cost per SF |  |  |  |  | 1.0684 |  | 0.96132 |  | 1.357 |  | 1.3766 |  | 0 |  | 0
QUALIFICATIONS
EXCLUSIONS/OWNER PROVIDED ITEMS:
ALTERNATES:
PROPOSED VE (Provide Clear Description):
FULLY LOADED LABOR RATES
Laborer
Mechanic
Superintendent
Project Manager
SCHEDULE
Prepared shop drawings/submittals
Mobilization
Total duration to complete scope of work
Winner |  | Club | Dock Bar | Spa Garden
Company | Newton Distributing Company
Contact | Johannes Shike
Phone | 508-815-4028
Email | jshike@newtondistributing.com
Base Bid | 120326.76 | 99213.86 | 9942.3 | 11170.6
Need Prequalification
Prequalified

## 10 22 Operable Partitions (hidden)
Hedrick Plug
Excluded
| BACK TO SUMMARY SHEET |  |  |  |  | Included | Bidder 1 |  | Bidder 2 |  | Bidder 3 |  | Bidder 4 |  | Bidder5 |  | Bidder6
Project: | Atlantic Fields Club Core / Dock Bar / Spa Pods / Water Features |  |  |  |  | Company
Trade: | Operable Partitions |  |  |  |  | Contact
CSI Code: | 10 22 |  |  |  |  | Phone
Date: | [5 empty] | Email
Adjusted Bid | [5 empty] | Adjusted Bid | 0 |  | 0 |  | 0 |  | 0 |  | 0 |  | 0
BID DOCUMENTS: |  | Plan/ Spec. Package | QTY | U/M | Unit Cost | Subtotal | Yes/No | Price | Yes/No | Price | Yes/No | Price | Yes/No | Price | Yes/No | Price | Yes/No | Price
Plans By Division
| #REF! | P
| #REF! | P
| #REF! | P
| #REF! | P
| #REF! | P
| #REF! | P
| #REF! | P
| #REF! | P
| #REF! | P
Operable Partitions
GENERAL INCLUSIONS
INCLUDES ALL SALES TAX
ALL HOISTING & RIGGING REQUIRED TO COMPLETE THIS SCOPE
PROVIDE P&P BONDS
FLORIDA STATE CONTRACTORS LIC.
GENERAL LIABILITY AND WORKERS COMP. INSURANCE LIMITS
STATE AND LOCAL TAXES
SPECIFIC TRADE SCOPE OF WORK REQUIREMENTS
BASE BID
[5 empty] | SUBTOTAL |  |  | 0 |  | 0 |  | 0 |  | 0 |  | 0 |  | 0
[5 empty] | BOND RATE |  | 0% |  | 0% |  | 0% |  | 0% |  | 0% |  | 0%
[5 empty] | BOND AMOUNT |  |  | 0 |  | 0 |  | 0 |  | 0 |  | 0 |  | 0
[5 empty] | ADJUSTED TOTAL |  |  | 0 |  | 0 |  | 0 |  | 0 |  | 0 |  | 0
[5 empty] | Cost per SF |  |  | 0 |  | 0 |  | 0 |  | 0 |  | 0 |  | 0
[5 empty] | Cost per Unit |  |  | #DIV/0! |  | #DIV/0! |  | #DIV/0! |  | #DIV/0! |  | #DIV/0! |  | #DIV/0!
QUALIFICATIONS
EXCLUSIONS/OWNER PROVIDED ITEMS:
ALTERNATES:
PROPOSED VE (Provide Clear Description):
FULLY LOADED LABOR RATES
Laborer
Mechanic
Superintendent
Project Manager
SCHEDULE
Prepared shop drawings/submittals
Mobilization
Total duration to complete scope of work
Winner
Company
Contact
Phone
Email
Base Bid
Need Prequalification
Prequalified

## 10 30 Fireplace (hidden)
Hedrick Plug
Excluded
| BACK TO SUMMARY SHEET |  |  |  |  | Included | Bidder 1 |  | Bidder 2 |  | Bidder 3 |  | Bidder 4 |  | Bidder5 |  | Bidder6
Project: | Atlantic Fields Club Core / Dock Bar / Spa Pods / Water Features |  |  |  |  | Company
Trade: | Fireplace |  |  |  |  | Contact
CSI Code: | 10 30 |  |  |  |  | Phone
Date: | [5 empty] | Email
Adjusted Bid | [5 empty] | Adjusted Bid | 0 |  | 0 |  | 0 |  | 0 |  | 0 |  | 0
BID DOCUMENTS: |  | Plan/ Spec. Package | QTY | U/M | Unit Cost | Subtotal | Yes/No | Price | Yes/No | Price | Yes/No | Price | Yes/No | Price | Yes/No | Price | Yes/No | Price
Plans By Division
| #REF! | P
| #REF! | P
| #REF! | P
| #REF! | P
| #REF! | P
| #REF! | P
| #REF! | P
| #REF! | P
| #REF! | P
Fireplace
GENERAL INCLUSIONS
INCLUDES ALL SALES TAX
ALL HOISTING & RIGGING REQUIRED TO COMPLETE THIS SCOPE
PROVIDE P&P BONDS
FLORIDA STATE CONTRACTORS LIC.
GENERAL LIABILITY AND WORKERS COMP. INSURANCE LIMITS
STATE AND LOCAL TAXES
SPECIFIC TRADE SCOPE OF WORK REQUIREMENTS
BASE BID
[5 empty] | SUBTOTAL |  |  | 0 |  | 0 |  | 0 |  | 0 |  | 0 |  | 0
[5 empty] | BOND RATE |  | 0% |  | 0% |  | 0% |  | 0% |  | 0% |  | 0%
[5 empty] | BOND AMOUNT |  |  | 0 |  | 0 |  | 0 |  | 0 |  | 0 |  | 0
[5 empty] | ADJUSTED TOTAL |  |  | 0 |  | 0 |  | 0 |  | 0 |  | 0 |  | 0
[5 empty] | Cost per SF |  |  | 0 |  | 0 |  | 0 |  | 0 |  | 0 |  | 0
[5 empty] | Cost per Unit |  |  | #DIV/0! |  | #DIV/0! |  | #DIV/0! |  | #DIV/0! |  | #DIV/0! |  | #DIV/0!
QUALIFICATIONS
EXCLUSIONS/OWNER PROVIDED ITEMS:
ALTERNATES:
PROPOSED VE (Provide Clear Description):
FULLY LOADED LABOR RATES
Laborer
Mechanic
Superintendent
Project Manager
SCHEDULE
Prepared shop drawings/submittals
Mobilization
Total duration to complete scope of work
Winner
Company
Contact
Phone
Email
Base Bid
Need Prequalification
Prequalified

## 11 11 Laundry Equip. (hidden)
Hedrick Plug
Excluded
| BACK TO SUMMARY SHEET |  |  |  |  | Included | Bidder 1 |  | Bidder 2 |  | Bidder 3 |  | Bidder 4 |  | Bidder5 |  | Bidder6
Project: | Atlantic Fields Club Core / Dock Bar / Spa Pods / Water Features |  |  |  |  | Company
Trade: | Laundry Equipment |  |  |  |  | Contact
CSI Code: | 11 11 |  |  |  |  | Phone
Date: | [5 empty] | Email
Adjusted Bid | [5 empty] | Adjusted Bid | 0 |  | 0 |  | 0 |  | 0 |  | 0 |  | 0
BID DOCUMENTS: |  | Plan/ Spec. Package | QTY | U/M | Unit Cost | Subtotal | Yes/No | Price | Yes/No | Price | Yes/No | Price | Yes/No | Price | Yes/No | Price | Yes/No | Price
Plans By Division
| #REF! | P
| #REF! | P
| #REF! | P
| #REF! | P
| #REF! | P
| #REF! | P
| #REF! | P
| #REF! | P
| #REF! | P
Laundry Equipment
GENERAL INCLUSIONS
INCLUDES ALL SALES TAX
ALL HOISTING & RIGGING REQUIRED TO COMPLETE THIS SCOPE
PROVIDE P&P BONDS
FLORIDA STATE CONTRACTORS LIC.
GENERAL LIABILITY AND WORKERS COMP. INSURANCE LIMITS
STATE AND LOCAL TAXES
SPECIFIC TRADE SCOPE OF WORK REQUIREMENTS
BASE BID
[5 empty] | SUBTOTAL |  |  | 0 |  | 0 |  | 0 |  | 0 |  | 0 |  | 0
[5 empty] | BOND RATE |  | 0% |  | 0% |  | 0% |  | 0% |  | 0% |  | 0%
[5 empty] | BOND AMOUNT |  |  | 0 |  | 0 |  | 0 |  | 0 |  | 0 |  | 0
[5 empty] | ADJUSTED TOTAL |  |  | 0 |  | 0 |  | 0 |  | 0 |  | 0 |  | 0
[5 empty] | Cost per SF |  |  | 0 |  | 0 |  | 0 |  | 0 |  | 0 |  | 0
[5 empty] | Cost per Unit |  |  | #DIV/0! |  | #DIV/0! |  | #DIV/0! |  | #DIV/0! |  | #DIV/0! |  | #DIV/0!
QUALIFICATIONS
EXCLUSIONS/OWNER PROVIDED ITEMS:
ALTERNATES:
PROPOSED VE (Provide Clear Description):
FULLY LOADED LABOR RATES
Laborer
Mechanic
Superintendent
Project Manager
SCHEDULE
Prepared shop drawings/submittals
Mobilization
Total duration to complete scope of work
Winner
Company
Contact
Phone
Email
Base Bid
Need Prequalification
Prequalified

## 10 30 Fireplace
Hedrick Plug
[5 empty] | X | Excluded
[5 empty] | I | Included
| BACK TO SUMMARY SHEET |  |  |  |  | Sub Add/Deduct
Project: | Atlantic Fields Club Core |  |  |  |  | Company | Hedrick
Trade: | Fireplace |  |  |  |  | Contact
CSI Code: | 10 30 00 |  |  |  |  | Phone
Date: | [5 empty] | Email
[6 empty] | Adjusted Bid | 28550 |  | 0 |  | 0 |  | 0 |  | 0 |  | 0
BID DOCUMENTS: |  | Plan/ Spec. Package | QTY | U/M | Unit Cost | Subtotal | Yes/No | Price | Yes/No | Price | Yes/No | Price | Yes/No | Price | Yes/No | Price | Yes/No | Price
GENERAL INCLUSIONS
INCLUDES ALL SALES TAX
ALL HOISTING & RIGGING REQUIRED TO COMPLETE THIS SCOPE
PROVIDE P&P BONDS
FLORIDA STATE CONTRACTORS LIC.
GENERAL LIABILITY AND WORKERS COMP. INSURANCE LIMITS
STATE AND LOCAL TAXES
SPECIFIC TRADE SCOPE OF WORK REQUIREMENTS
BASE BID
| Club Core | [6 empty] | 28550 |  | 0 |  | 0 |  | 0 |  | 0 |  | 0
| Dining Fireplace |  |  |  |  | 0 |  | 0
| fireplace insert - Orthal 77HH (200HH) |  | 1 | ea | 25000 | 25000 |  | 25000
| flue |  | 1 | ea
| chimeny exhaust fan |  | 1 | ea
| tax |  | 0.07 | % | 25000 | 1750 |  | 1750
| shipping |  | 1 | ls | 200 | 200 |  | 200
| installation |  | 1 | ls | 1600 | 1600 |  | 1600
[6 empty] | 0 |  | 0
[6 empty] | 0 |  | 0
[6 empty] | 0 |  | 0
[6 empty] | 0 |  | 0
[6 empty] | 0 |  | 0
[6 empty] | 0 |  | 0
[6 empty] | 0 |  | 0
[6 empty] | 0 |  | 0
[6 empty] | 0 |  | 0
[6 empty] | 0 |  | 0
[6 empty] | 0 |  | 0
[6 empty] | 0 |  | 0
[6 empty] | 0 |  | 0
[6 empty] | 0 |  | 0
[6 empty] | 0 |  | 0
[6 empty] | 0 |  | 0
[6 empty] | 0 |  | 0
[6 empty] | 0 |  | 0
[6 empty] | 0 |  | 0
[6 empty] | 0 |  | 0
| SUBTOTAL Base Bid |  |  |  |  | 28550 |  | 28550 |  | 0 |  | 0 |  | 0 |  | 0 |  | 0
| BOND RATE | [5 empty] | 0% |  | 0% |  | 0% |  | 0% |  | 0% |  | 0%
| BOND AMOUNT |  |  |  |  | 0 |  | 0 |  | 0 |  | 0 |  | 0 |  | 0 |  | 0
| ADJUSTED TOTAL |  |  |  |  | 28550 |  | 28550 |  | 0 |  | 0 |  | 0 |  | 0 |  | 0
| Cost per SF |  |  |  |  | 0.33142 |  | 0.33142 |  | 0 |  | 0 |  | 0 |  | 0 |  | 0
QUALIFICATIONS
EXCLUSIONS/OWNER PROVIDED ITEMS:
ALTERNATES:
PROPOSED VE (Provide Clear Description):
FULLY LOADED LABOR RATES
Laborer
Mechanic
Superintendent
Project Manager
SCHEDULE
Prepared shop drawings/submittals
Mobilization
Total duration to complete scope of work
Winner
Company
Contact
Phone
Email
Base Bid | 28550
Need Prequalification
Prequalified

## 10 51 Lockers
Hedrick Plug
[5 empty] | X | Excluded
[5 empty] | I | Included
| BACK TO SUMMARY SHEET |  |  |  |  | Sub Add/Deduct
Project: | Atlantic Fields Club Core / Dock Bar / Spa Pods / Water Features |  |  |  |  | Company | Hollman |  | Treeforms
Trade: | Lockers |  |  |  |  | Contact | Jose Herrera |  | Carol Bauer
CSI Code: | 10 51 00 |  |  |  |  | Phone | (972) 815-4037 |  | (336) 292-8998
Date: | [5 empty] | Email | Jose@hollman.com |  | cbauer2@bellsouth.net
[6 empty] | Adjusted Bid | 414093.8 |  | 540519.64 |  | 0 |  | 0 |  | 0 |  | 0
BID DOCUMENTS: |  | Plan/ Spec. Package | QTY | U/M | Unit Cost | Subtotal | Yes/No | Price | Yes/No | Price | Yes/No | Price | Yes/No | Price | Yes/No | Price | Yes/No | Price
GENERAL INCLUSIONS
INCLUDES ALL SALES TAX
ALL HOISTING & RIGGING REQUIRED TO COMPLETE THIS SCOPE
PROVIDE P&P BONDS
FLORIDA STATE CONTRACTORS LIC.
GENERAL LIABILITY AND WORKERS COMP. INSURANCE LIMITS
STATE AND LOCAL TAXES
SPECIFIC TRADE SCOPE OF WORK REQUIREMENTS
BASE BID
| Club Core | [6 empty] | 414093.8 |  | 540519.64 |  | 0 |  | 0 |  | 0 |  | 0
| Wood Lockers - W-110, 111, 112 125, 126 Lockers |  | 246 | ea |  | 0
| Acceptable Manufacturers: |  |  |  |  | 0
| Hollman, Inc. (www.hollman.com) |  |  |  |  | 0 |  | 332990
| Treeforms. (www.treeforms.com) |  |  |  |  | 0 |  |  |  | 513719.64
| Accessories |  |  |  |  | 0
| Hinges: Concealed style, four way adjustable, 130 deg opening, self closing. |  |  |  |  | 0 | I |  | I
| Locks: Electronic Lock. Refer to Interior Design Drawings. |  |  |  |  | 0 | I |  | I
| Clothes hooks: Double prong type. |  |  |  |  | 0 | I |  | I
| Clothes Rod: Manufacturer; EB Bradley. |  |  |  |  | 0 | I |  | I
| Number Plates: Metal, recessed, flush mounted. |  |  |  |  | 0 | I |  | I
| Locks |  |  |  |  | 0
| Lockers Lockset - GAT NET LOCK 7020 USB AC |  | 246 | ea |  | 0 | I |  | I
| Lockers C Main Controler |  | 2 | ea |  | 0 | X |  | X
| Lockers Power Supply |  | 15 | ea |  | 0 | X |  | X
| Lockers S1 Controler |  | 11 | ea |  | 0 | X |  | X
| Lockers S2 Controler |  | 3 | ea |  | 0 | X |  | X
| Shipping |  |  |  |  | 0 |  | 15200 | I
| Fl Sales Tax |  |  |  |  | 0 |  | 24303.8 | I
| Installation |  |  |  |  | 0 |  | 14800 | I
0
| Metal Lockers - W-022 Employee Lounge |  | 108 | ea |  | 0
| Acceptable Manufacturers: |  |  |  |  | 0
| List Industries Inc. (www.listindustries.com) |  |  |  |  | 0
| Lyon Workspace Products. (www.lyonworkspace.com) |  |  |  |  | 0
| Construction: |  |  |  |  | 0
| Frame and door: Minimum 16 gage galvanized steel, welded joints. |  |  |  |  | 0
| Sides , tops, and back: Minimum 24 gage galvanized steel. |  |  |  |  | 0
| Ends , sloped tops, and filler panels: Minimum 20 gage galvanized steel. |  |  |  |  | 0
| Latching device: Tamper proof automatic single three point latch. |  |  |  |  | 0
| Locks: Built-in combination locks with master key control; furnish four master keys. |  |  |  |  | 0
| Accessories: |  |  |  |  | 0
| For each locker: Two double prong hooks, hat shelf, metal number plate, and rubber bumper. |  |  |  |  | 0
| 4 inch high closed base. |  |  |  |  | 0
| End and filler panels. |  |  |  |  | 0
| Sloped metal top with end closures. |  |  |  |  | 0
| RFI Response: LOCKER SYSTEM IS A LAMINATE LOCKER FROM BRADFORD W/ MANUAL LOCK. - NEW SPEC IS FOR A METAL LOCKER |  |  |  |  | 0
Allowance | Employee Lockers - RFI response changed type - no spec provided |  |  |  |  | 26800 |  | 26800 |  | 26800
| lockers - 4 tier,manual locks |  | 108 | ea | 200 | 21600
| shipping |  | 1 | ls | 2500 | 2500
| installation |  | 108 | ea | 25 | 2700
0
0
| SUBTOTAL Base Bid |  |  |  |  | 53600 |  | 414093.8 |  | 540519.64 |  | 0 |  | 0 |  | 0 |  | 0
| BOND RATE | [5 empty] | 0% |  | 0% |  | 0% |  | 0% |  | 0% |  | 0%
| BOND AMOUNT |  |  |  |  | 0 |  | 0 |  | 0 |  | 0 |  | 0 |  | 0 |  | 0
| ADJUSTED TOTAL |  |  |  |  | 53600 |  | 414093.8 |  | 540519.64 |  | 0 |  | 0 |  | 0 |  | 0
| Cost per SF |  |  |  |  | 0.60447 |  | 4.6699 |  | 6.0957 |  | 0 |  | 0 |  | 0 |  | 0
QUALIFICATIONS
EXCLUSIONS/OWNER PROVIDED ITEMS:
ALTERNATES:
PROPOSED VE (Provide Clear Description):
FULLY LOADED LABOR RATES
Laborer
Mechanic
Superintendent
Project Manager
SCHEDULE
Prepared shop drawings/submittals
Mobilization
Total duration to complete scope of work
Winner
Company
Contact
Phone
Email
Base Bid | 414093.8
Need Prequalification
Prequalified

## 10 53 Signage
Hedrick Plug
[5 empty] | X | Excluded
[5 empty] | I | Included
| BACK TO SUMMARY SHEET |  |  |  |  | Sub Add/Deduct
Project: | Atlantic Fields Club Core / Dock Bar / Spa Pods / Water Features |  |  |  |  | Company | Pending
Trade: | Signage |  |  |  |  | Contact
CSI Code: | 10 53 00 |  |  |  |  | Phone
Date: | [5 empty] | Email
[6 empty] | Adjusted Bid | 52750 |  | 0 |  | 0 |  | 0 |  | 0 |  | 0
BID DOCUMENTS: |  | Plan/ Spec. Package | QTY | U/M | Unit Cost | Subtotal | Yes/No | Price | Yes/No | Price | Yes/No | Price | Yes/No | Price | Yes/No | Price | Yes/No | Price
GENERAL INCLUSIONS
INCLUDES ALL SALES TAX
ALL HOISTING & RIGGING REQUIRED TO COMPLETE THIS SCOPE
PROVIDE P&P BONDS
FLORIDA STATE CONTRACTORS LIC.
GENERAL LIABILITY AND WORKERS COMP. INSURANCE LIMITS
STATE AND LOCAL TAXES
SPECIFIC TRADE SCOPE OF WORK REQUIREMENTS
BASE BID
Allowance | Interior & Exterior Signage - sizes, locations, types not provided | [6 empty] | 52750
Allowance | Club Core | [6 empty] | 36500 |  | 0 |  | 0 |  | 0 |  | 0 |  | 0
| Code Signage |  |  |  |  | 0 |  | 0
| Stairs |  | 11 | ea | 250 | 2750 |  | 2750
| Elevators |  | 12 | ea | 500 | 6000 |  | 6000
| Room Signage |  | 185 | ea | 150 | 27750 |  | 27750
[6 empty] | 0 |  | 0
[6 empty] | 0 |  | 0
[6 empty] | 0 |  | 0
Allowance | Dock Bar |  |  |  |  | 0 |  | 1050 |  | 0 |  | 0 |  | 0 |  | 0 |  | 0
| Room Signage |  | 7 | ea | 150 | 1050 |  | 1050
0
Allowance | Spa Pods |  |  |  |  | 0 |  | 7700 |  | 0 |  | 0 |  | 0 |  | 0 |  | 0
| Room Signage |  | 18 | ea | 150 | 2700 |  | 2700
| Wayfinding |  | 10 | ea | 500 | 5000 |  | 5000
[6 empty] | 0 |  | 0
Allowance | Site |  |  |  |  | 0 |  | 7500 |  | 0 |  | 0 |  | 0 |  | 0 |  | 0
| Wayfinding |  | 1 | ls | 7500 | 7500 |  | 7500
[6 empty] | 0 |  | 0
[6 empty] | 0 |  | 0
[6 empty] | 0 |  | 0
[6 empty] | 0 |  | 0
[6 empty] | 0 |  | 0
[6 empty] | 0 |  | 0
[6 empty] | 0 |  | 0
[6 empty] | 0 |  | 0
[6 empty] | 0 |  | 0
[6 empty] | 0 |  | 0
[6 empty] | 0 |  | 0
[6 empty] | 0 |  | 0
[6 empty] | 0 |  | 0
| SUBTOTAL Base Bid |  |  |  |  | 52750 |  | 52750 |  | 0 |  | 0 |  | 0 |  | 0 |  | 0
| BOND RATE | [5 empty] | 0% |  | 0% |  | 0% |  | 0% |  | 0% |  | 0%
| BOND AMOUNT |  |  |  |  | 0 |  | 0 |  | 0 |  | 0 |  | 0 |  | 0 |  | 0
| ADJUSTED TOTAL |  |  |  |  | 52750 |  | 52750 |  | 0 |  | 0 |  | 0 |  | 0 |  | 0
| Cost per SF |  |  |  |  | 0.59489 |  | 0.59489 |  | 0 |  | 0 |  | 0 |  | 0 |  | 0
QUALIFICATIONS
EXCLUSIONS/OWNER PROVIDED ITEMS:
ALTERNATES:
PROPOSED VE (Provide Clear Description):
FULLY LOADED LABOR RATES
Laborer
Mechanic
Superintendent
Project Manager
SCHEDULE
Prepared shop drawings/submittals
Mobilization
Total duration to complete scope of work
Winner
Company
Contact
Phone
Email
Base Bid | 52750
Need Prequalification
Prequalified

## 10 73 Canopy
Hedrick Plug
[5 empty] | X | Excluded
[5 empty] | I | Included
| BACK TO SUMMARY SHEET |  |  |  |  | Sub Add/Deduct
Project: | Atlantic Fields Club Core / Dock Bar / Spa Pods / Water Features |  |  |  |  | Company | Pending
Trade: | Canopy |  |  |  |  | Contact
CSI Code: | 10 73 00 |  |  |  |  | Phone
Date: | [5 empty] | Email
[6 empty] | Adjusted Bid | 350000 |  | 0 |  | 0 |  | 0 |  | 0 |  | 0
BID DOCUMENTS: |  | Plan/ Spec. Package | QTY | U/M | Unit Cost | Subtotal | Yes/No | Price | Yes/No | Price | Yes/No | Price | Yes/No | Price | Yes/No | Price | Yes/No | Price
GENERAL INCLUSIONS
INCLUDES ALL SALES TAX
ALL HOISTING & RIGGING REQUIRED TO COMPLETE THIS SCOPE
PROVIDE P&P BONDS
FLORIDA STATE CONTRACTORS LIC.
GENERAL LIABILITY AND WORKERS COMP. INSURANCE LIMITS
STATE AND LOCAL TAXES
SPECIFIC TRADE SCOPE OF WORK REQUIREMENTS
BASE BID
| Club Core | [6 empty] | 350000
Allowance | Retractable Awning Canopy - A6.30 - Skybar |  | 1 | ls | 350000 | 350000 |  | 350000
| Per RFI response include allowance |  |  |  |  | 0
0
0
0
0
0
0
0
0
0
0
0
0
0
0
0
0
0
0
0
0
0
0
0
0
0
0
| SUBTOTAL Base Bid |  |  |  |  | 350000 |  | 350000 |  | 0 |  | 0 |  | 0 |  | 0 |  | 0
| BOND RATE | [5 empty] | 0% |  | 0% |  | 0% |  | 0% |  | 0% |  | 0%
| BOND AMOUNT |  |  |  |  | 0 |  | 0 |  | 0 |  | 0 |  | 0 |  | 0 |  | 0
| ADJUSTED TOTAL |  |  |  |  | 350000 |  | 350000 |  | 0 |  | 0 |  | 0 |  | 0 |  | 0
| Cost per SF |  |  |  |  | 3.9471 |  | 3.9471 |  | 0 |  | 0 |  | 0 |  | 0 |  | 0
QUALIFICATIONS
EXCLUSIONS/OWNER PROVIDED ITEMS:
ALTERNATES:
PROPOSED VE (Provide Clear Description):
FULLY LOADED LABOR RATES
Laborer
Mechanic
Superintendent
Project Manager
SCHEDULE
Prepared shop drawings/submittals
Mobilization
Total duration to complete scope of work
Winner
Company
Contact
Phone
Email
Base Bid | 350000
Need Prequalification
Prequalified

## 11 40 FS Equip
Hedrick Plug
[5 empty] | X | Excluded
[5 empty] | I | Included
| BACK TO SUMMARY SHEET |  |  |  |  | Sub Add/Deduct
Project: | Atlantic Fields Club Core / Dock Bar / Spa Pods / Water Features |  |  |  |  | Company | Cheney Bros
Trade: | Food Service Equipment |  |  |  |  | Contact | Justin Couchman
CSI Code: | 11 40 00 |  |  |  |  | Phone | (561) 232-9978
Date: | [5 empty] | Email | jcouchman@cheneybrothers.com
[6 empty] | Adjusted Bid | 188733.95 |  | 0 |  | 0 |  | 0 |  | 0 |  | 0
BID DOCUMENTS: |  | Plan/ Spec. Package | QTY | U/M | Unit Cost | Subtotal | Yes/No | Price | Yes/No | Price | Yes/No | Price | Yes/No | Price | Yes/No | Price | Yes/No | Price
GENERAL INCLUSIONS
INCLUDES ALL SALES TAX
ALL HOISTING & RIGGING REQUIRED TO COMPLETE THIS SCOPE
PROVIDE P&P BONDS
FLORIDA STATE CONTRACTORS LIC.
GENERAL LIABILITY AND WORKERS COMP. INSURANCE LIMITS
STATE AND LOCAL TAXES
SPECIFIC TRADE SCOPE OF WORK REQUIREMENTS
BASE BID
| Club Core | [6 empty] | 184253.95 |  | 0 |  | 0 |  | 0 |  | 0 |  | 0
| Base Bid |  |  |  |  | 0 |  | 133317.55
| D-008 REF Storage |  |  |  |  | 0 |  | 0
| D-005 Storage |  |  |  |  | 0 |  | 0
| D-011 Speakeasy |  |  |  |  | 0 |  | 0
| D-105 Kitchen |  |  |  |  | 0 |  | 0
| D-103 Omakase |  |  |  |  | 0 |  | 0
| D-100 Lounge (bar) |  |  |  |  | 0 |  | 0
| F-102 Juice Bar |  |  |  |  | 0 |  | 0
| F-101 Prep / Storage |  |  |  |  | 0 |  | 0
| W-023 Prep Kitchen |  |  |  |  | 0 |  | 0
| W-001 Cart Barn (ice machine) |  |  |  |  | 0 |  | 0
| W-145 Prep Kitchen |  |  |  |  | 0 |  | 0
| W-139 Women's Bar & Lounge |  |  |  |  | 0 |  | 0
| W-136 Men's Bar & Lounge |  |  |  |  | 0 |  | 0
[6 empty] | 0 |  | 0
| Install laundry equipment |  |  |  |  | 0 |  | 0
| 20 lb stack washer/dryer |  | 1 |  |  | 0 |  | 0
| 50 lb stack washer/dryer |  | 2 |  |  | 0 |  | 0
| lint collector |  | 3 |  |  | 0 |  | 0
[6 empty] | 0 |  | 0
[6 empty] | 0 |  | 0
[6 empty] | 0 |  | 0
| RFI Response: |  |  |  |  | 0 |  | 0
| - Hoods (Streivor) and fire suppression are to be supplied by the food service consultant and installed by the kitchen equipment subcontractor. |  |  |  |  | 0 |  | 50936.4
| - All exhaust fans, DOAS units, ductwork, and insulation to be provided and installed by the mechanical subcontractor. |  |  |  |  | 0 |  | 0
| Dock Bar |  |  |  |  | 0 |  | 4480 |  | 0 |  | 0 |  | 0 |  | 0 |  | 0
| Base Bid | [6 empty] | 4480
| DB.101 Kitchen |  |  |  |  | 0 |  | 0
| DB.100 Dock Bar & Patio |  |  |  |  | 0 |  | 0
[6 empty] | 0 |  | 0
| Spa Pods - NA |  |  |  |  | 0 |  | 0 |  | 0 |  | 0 |  | 0 |  | 0 |  | 0
[6 empty] | 0 |  | 0
[6 empty] | 0 |  | 0
[6 empty] | 0 |  | 0
[6 empty] | 0 |  | 0
| SUBTOTAL Base Bid |  |  |  |  | 0 |  | 188733.95 |  | 0 |  | 0 |  | 0 |  | 0 |  | 0
| BOND RATE | [5 empty] | 0% |  | 0% |  | 0% |  | 0% |  | 0% |  | 0%
| BOND AMOUNT |  |  |  |  | 0 |  | 0 |  | 0 |  | 0 |  | 0 |  | 0 |  | 0
| ADJUSTED TOTAL |  |  |  |  | 0 |  | 188733.95 |  | 0 |  | 0 |  | 0 |  | 0 |  | 0
| Cost per SF |  |  |  |  | 0 |  | 2.1285 |  | 0 |  | 0 |  | 0 |  | 0 |  | 0
QUALIFICATIONS
EXCLUSIONS/OWNER PROVIDED ITEMS:
ALTERNATES:
PROPOSED VE (Provide Clear Description):
FULLY LOADED LABOR RATES
Laborer
Mechanic
Superintendent
Project Manager
SCHEDULE
Prepared shop drawings/submittals
Mobilization
Total duration to complete scope of work
Winner
Company
Contact
Phone
Email
Base Bid | 188733.95
Need Prequalification
Prequalified

## 12 30 Wall Protection (hidden)
Hedrick Plug
Excluded
| BACK TO SUMMARY SHEET |  |  |  |  | Included | Bidder 1 |  | Bidder 2 |  | Bidder 3 |  | Bidder 4 |  | Bidder5 |  | Bidder6
Project: | Atlantic Fields Club Core / Dock Bar / Spa Pods / Water Features |  |  |  |  | Company
Trade: | Wall Protection |  |  |  |  | Contact
CSI Code: | 12 30 |  |  |  |  | Phone
Date: | [5 empty] | Email
Adjusted Bid | [5 empty] | Adjusted Bid | 0 |  | 0 |  | 0 |  | 0 |  | 0 |  | 0
BID DOCUMENTS: |  | Plan/ Spec. Package | QTY | U/M | Unit Cost | Subtotal | Yes/No | Price | Yes/No | Price | Yes/No | Price | Yes/No | Price | Yes/No | Price | Yes/No | Price
Plans By Division
| #REF! | P
| #REF! | P
| #REF! | P
| #REF! | P
| #REF! | P
| #REF! | P
| #REF! | P
| #REF! | P
| #REF! | P
Wall Protection
GENERAL INCLUSIONS
INCLUDES ALL SALES TAX
ALL HOISTING & RIGGING REQUIRED TO COMPLETE THIS SCOPE
PROVIDE P&P BONDS
FLORIDA STATE CONTRACTORS LIC.
GENERAL LIABILITY AND WORKERS COMP. INSURANCE LIMITS
STATE AND LOCAL TAXES
SPECIFIC TRADE SCOPE OF WORK REQUIREMENTS
BASE BID
[5 empty] | SUBTOTAL |  |  | 0 |  | 0 |  | 0 |  | 0 |  | 0 |  | 0
[5 empty] | BOND RATE |  | 0% |  | 0% |  | 0% |  | 0% |  | 0% |  | 0%
[5 empty] | BOND AMOUNT |  |  | 0 |  | 0 |  | 0 |  | 0 |  | 0 |  | 0
[5 empty] | ADJUSTED TOTAL |  |  | 0 |  | 0 |  | 0 |  | 0 |  | 0 |  | 0
[5 empty] | Cost per SF |  |  | 0 |  | 0 |  | 0 |  | 0 |  | 0 |  | 0
[5 empty] | Cost per Unit |  |  | #DIV/0! |  | #DIV/0! |  | #DIV/0! |  | #DIV/0! |  | #DIV/0! |  | #DIV/0!
QUALIFICATIONS
EXCLUSIONS/OWNER PROVIDED ITEMS:
ALTERNATES:
PROPOSED VE (Provide Clear Description):
FULLY LOADED LABOR RATES
Laborer
Mechanic
Superintendent
Project Manager
SCHEDULE
Prepared shop drawings/submittals
Mobilization
Total duration to complete scope of work
Winner
Company
Contact
Phone
Email
Base Bid
Need Prequalification
Prequalified

## 14 80 Scaffolding (hidden)
Hedrick Plug
Excluded
| BACK TO SUMMARY SHEET |  |  |  |  | Included | Bidder 1 |  | Bidder 2 |  | Bidder 3 |  | Bidder 4 |  | Bidder5 |  | Bidder6
Project: | Atlantic Fields Club Core / Dock Bar / Spa Pods / Water Features |  |  |  |  | Company
Trade: | Scaffolding |  |  |  |  | Contact
CSI Code: | 14 80 |  |  |  |  | Phone
Date: | [5 empty] | Email
Adjusted Bid | [5 empty] | Adjusted Bid | 0 |  | 0 |  | 0 |  | 0 |  | 0 |  | 0
BID DOCUMENTS: |  | Plan/ Spec. Package | QTY | U/M | Unit Cost | Subtotal | Yes/No | Price | Yes/No | Price | Yes/No | Price | Yes/No | Price | Yes/No | Price | Yes/No | Price
Plans By Division
| #REF! | P
| #REF! | P
| #REF! | P
| #REF! | P
| #REF! | P
| #REF! | P
| #REF! | P
| #REF! | P
| #REF! | P
Scaffolding
GENERAL INCLUSIONS
INCLUDES ALL SALES TAX
ALL HOISTING & RIGGING REQUIRED TO COMPLETE THIS SCOPE
PROVIDE P&P BONDS
FLORIDA STATE CONTRACTORS LIC.
GENERAL LIABILITY AND WORKERS COMP. INSURANCE LIMITS
STATE AND LOCAL TAXES
SPECIFIC TRADE SCOPE OF WORK REQUIREMENTS
BASE BID
[5 empty] | SUBTOTAL |  |  | 0 |  | 0 |  | 0 |  | 0 |  | 0 |  | 0
[5 empty] | BOND RATE |  | 0% |  | 0% |  | 0% |  | 0% |  | 0% |  | 0%
[5 empty] | BOND AMOUNT |  |  | 0 |  | 0 |  | 0 |  | 0 |  | 0 |  | 0
[5 empty] | ADJUSTED TOTAL |  |  | 0 |  | 0 |  | 0 |  | 0 |  | 0 |  | 0
[5 empty] | Cost per SF |  |  | 0 |  | 0 |  | 0 |  | 0 |  | 0 |  | 0
[5 empty] | Cost per Unit |  |  | #DIV/0! |  | #DIV/0! |  | #DIV/0! |  | #DIV/0! |  | #DIV/0! |  | #DIV/0!
QUALIFICATIONS
EXCLUSIONS/OWNER PROVIDED ITEMS:
ALTERNATES:
PROPOSED VE (Provide Clear Description):
FULLY LOADED LABOR RATES
Laborer
Mechanic
Superintendent
Project Manager
SCHEDULE
Prepared shop drawings/submittals
Mobilization
Total duration to complete scope of work
Winner
Company
Contact
Phone
Email
Base Bid
Need Prequalification
Prequalified

## 11 40 Appliances
Hedrick Plug
[5 empty] | X | Excluded
[5 empty] | I | Included
| BACK TO SUMMARY SHEET |  |  |  |  | Sub Add/Deduct | [13 empty] | BACK TO SUMMARY SHEET
Project: | Atlantic Fields Club Core / Dock Bar / Spa Pods / Water Features |  |  |  |  | Company | Hedrick | [11 empty] | Project: | 0
Trade: | Appliances |  |  |  |  | Contact | [12 empty] | Trade: | Appliances
CSI Code: | 11 40 00 |  |  |  |  | Phone | [12 empty] | CSI Code: | 11 40 00
Date: | [5 empty] | Email | [12 empty] | Date:
[6 empty] | Adjusted Bid | 114536 |  | 0 |  | 0 |  | 0 |  | 0 |  | 0
BID DOCUMENTS: |  | Plan/ Spec. Package | QTY | U/M | Unit Cost | Subtotal | Yes/No | Price | Yes/No | Price | Yes/No | Price | Yes/No | Price | Yes/No | Price | Yes/No | Price | BID DOCUMENTS: |  | Plan/ Spec. Package | QTY | U/M
| GENERAL INCLUSIONS | [18 empty] | GENERAL INCLUSIONS
| INCLUDES ALL SALES TAX | [18 empty] | INCLUDES ALL SALES TAX
| ALL HOISTING & RIGGING REQUIRED TO COMPLETE THIS SCOPE | [18 empty] | ALL HOISTING & RIGGING REQUIRED TO COMPLETE THIS SCOPE
| PROVIDE P&P BONDS | [18 empty] | PROVIDE P&P BONDS
| FLORIDA STATE CONTRACTORS LIC. | [18 empty] | FLORIDA STATE CONTRACTORS LIC.
| GENERAL LIABILITY AND WORKERS COMP. INSURANCE LIMITS | [18 empty] | GENERAL LIABILITY AND WORKERS COMP. INSURANCE LIMITS
| STATE AND LOCAL TAXES | [18 empty] | STATE AND LOCAL TAXES
| SPECIFIC TRADE SCOPE OF WORK REQUIREMENTS | [18 empty] | SPECIFIC TRADE SCOPE OF WORK REQUIREMENTS
| BASE BID | [18 empty] | BASE BID
| Club Core | [6 empty] | 102552 |  | 0 |  | 0 |  | 0 |  | 0 |  | 0 |  | Club Core
[6 empty] | 0 |  | Westwood
| EQ-1 - MANITOWOC - iT1200 D-570 - ICE MACHINE |  |  |  |  | 0 | [13 empty] | EQ-1 - MANITOWOC - iT1200 D-570 - ICE MACHINE
| W-001 CART BARN |  | 1 | ea | 9111 | 9111 |  | 8796 | [11 empty] | W-001 CART BARN |  | 1 | ea
| EQ-2 - PERLICK - HB24BS4 - INDOOR ADA-HEIGHT U/C BEVERAGE CENTER |  |  |  |  | 0 | [13 empty] | EQ-2 - PERLICK - HB24BS4 - INDOOR ADA-HEIGHT U/C BEVERAGE CENTER
| W-001 CART BARN |  | 1 | ea | 3270 | 3270 |  | 3775 | [11 empty] | W-001 CART BARN |  | 1 | ea
| EQ-3 GE CAFÉ - CGE29DM5TS5 - REFRIGERATOR/FREEZER |  |  |  |  | 0 | [13 empty] | EQ-3 GE CAFÉ - CGE29DM5TS5 - REFRIGERATOR/FREEZER
| W-022 EMPLOYEE LOUNGE |  | 1 | ea | 4705 | 4705 |  | 4705 | [11 empty] | W-022 EMPLOYEE LOUNGE |  | 1 | ea
| EQ-4 - INSINKERATOR - 80020-ISE- GARBAGE DISPOSAL - |  |  |  |  | 0 | [13 empty] | EQ-4 - INSINKERATOR - 80020-ISE- GARBAGE DISPOSAL -
| W-022 EMPLOYEE LOUNGE |  | 1 | ea | 211 | 211 |  | 299 | [11 empty] | W-022 EMPLOYEE LOUNGE |  | 1 | ea
| EQ-101 - Hatco - HCSSBFR-36-F - HOT/COLD PLATE ¦ FITNESS & SPA LOUNGES |  |  |  |  | 0 | [13 empty] | EQ-101 - Hatco - HCSSBFR-36-F - HOT/COLD PLATE ¦ FITNESS & SPA LOUNGES
| W-116 MENS / W-116 WOMENS COMFORT STATION |  | 2 | ea | 4972 | 9944 |  | 9944 | [11 empty] | W-116 MENS / W-116 WOMENS COMFORT STATION |  | 2 | ea
| F-103 GYM |  | 1 | ea | 4972 | 4972 |  | 4972 | [11 empty] | F-103 GYM |  | 1 | ea
| EQ-103 - True Residential - TUBADA-24-RS-A~O - UNDERCOUNTER BEVERAGE CENTER ¦ TYPICAL - THROUGHOUT FITNESS, SPA & KIDS CLUB |  |  |  |  | 0 | [13 empty] | EQ-103 - True Residential - TUBADA-24-RS-A~O - UNDERCOUNTER BEVERAGE CENTER ¦ TYPICAL - THROUGHOUT FITNESS, SPA & KIDS CLUB
| F-103 GYM |  | 2 | ea | 3559 | 7118 |  | 7118 | [11 empty] | F-103 GYM |  | 2 | ea
| EQ-104 - Suitmate - 115V - EC3 - SWIMSUIT WATER EXTRACTOR - SPA WET AREA |  |  |  |  | 0 | [13 empty] | EQ-104 - Suitmate - 115V - EC3 - SWIMSUIT WATER EXTRACTOR - SPA WET AREA
| W-127 HALLWAY |  | 1 | ea | 2473 | 2473 |  | 2473 | [11 empty] | W-127 HALLWAY |  | 1 | ea
| W-102 VANITY |  | 1 | ea | 2473 | 2473 |  | 2473 | [11 empty] | W-102 VANITY |  | 1 | ea
| EQ-106 - True Residential - TUIADA-15-LS-A~O - UNDERCOUNTER ADA ICE MACHINE - THROUGHOUT FITNESS, SPA & KIDS CLUB |  |  |  |  | 0 | [13 empty] | EQ-106 - True Residential - TUIADA-15-LS-A~O - UNDERCOUNTER ADA ICE MACHINE - THROUGHOUT FITNESS, SPA & KIDS CLUB
| None Found |  | 0 | ea | 4399 | 0 | [13 empty] | None Found |  | 0 | ea
| EQ-107 - True Residential - TURADA-24-D-A~O - UNDERCOUNTER ADA FRIDGE DRAWERS - THROUGHOUT FITNESS, SPA & KIDS CLUB |  |  |  |  | 0 | [13 empty] | EQ-107 - True Residential - TURADA-24-D-A~O - UNDERCOUNTER ADA FRIDGE DRAWERS - THROUGHOUT FITNESS, SPA & KIDS CLUB
| D-001 KIDS SPACE |  | 1 | ea | 4049 | 4049 |  | 4049 | [11 empty] | D-001 KIDS SPACE |  | 1 | ea
| EQ-108 - Perlick - HA24FB-4-6 - UNDERCOUNTER ADA FREEZER DRAWERS - THROUGHOUT FITNESS, SPA & KIDS CLUB |  |  |  |  | 0 | [13 empty] | EQ-108 - Perlick - HA24FB-4-6 - UNDERCOUNTER ADA FREEZER DRAWERS - THROUGHOUT FITNESS, SPA & KIDS CLUB
| D-001 KIDS SPACE |  | 1 | ea | 4535 | 4535 |  | 4535 | [11 empty] | D-001 KIDS SPACE |  | 1 | ea
| EQ-109 - SubZero - Wolf - WWD30 - UNDERCOUNTER WARMING DRAWER - THROUGHOUT FITNESS, SPA & KIDS CLUB |  |  |  |  | 0 | [13 empty] | EQ-109 - SubZero - Wolf - WWD30 - UNDERCOUNTER WARMING DRAWER - THROUGHOUT FITNESS, SPA & KIDS CLUB
| None Found |  | 0 | ea | 2520 | 0 | [13 empty] | None Found |  | 0 | ea
| EQ-110 - Vivreau USA - VIVREAU VI TAP 2H - WATER DISPENSER SYSTEM - FITNESS |  |  |  |  | 0 | [13 empty] | EQ-110 - Vivreau USA - VIVREAU VI TAP 2H - WATER DISPENSER SYSTEM - FITNESS
| F-103 GYM |  | 1 | ea | 11123 | 11123 |  | 11123 | [11 empty] | F-103 GYM |  | 1 | ea
| EQ-111 - True Residential - TR-36RBF-L-SS-A - STAINLESS STEEL FRIDGE - AT SALON BOH |  |  |  |  | 0 | [13 empty] | EQ-111 - True Residential - TR-36RBF-L-SS-A - STAINLESS STEEL FRIDGE - AT SALON BOH
| W-119 SALON BOH |  | 1 | ea | 19144 | 19144 |  | 16999 | [11 empty] | W-119 SALON BOH |  | 1 | ea
| EQ-112 - True Residential - TURADA-24-RS-A~O - UNDERCOUNTER ADA FRIDGE - AT IV PREP ROOM |  |  |  |  | 0 | [13 empty] | EQ-112 - True Residential - TURADA-24-RS-A~O - UNDERCOUNTER ADA FRIDGE - AT IV PREP ROOM
| W-116 MENS / W-116 WOMENS COMFORT STATION |  | 2 | ea | 3319 | 6638 |  | 6638 | [11 empty] | W-116 MENS / W-116 WOMENS COMFORT STATION |  | 2 | ea
0
| tax on equipment |  | 87899 | ls | 0.07 | 6153 |  | 6153 | [11 empty] | tax on equipment |  | 0 | ls
| installation |  | 17 | ea | 500 | 8500 |  | 8500 | [11 empty] | installation |  | 17 | ea
| EQ-102 - Big Ass Fans - MK-HK4-07 - 84" CEILING FAN ¦ RESTAURANT & FITNESS |  |  |  |  | 0 |  | INC ELEC | [11 empty] | EQ-102 - Big Ass Fans - MK-HK4-07 - 84" CEILING FAN ¦ RESTAURANT & FITNESS
| D-102 DINING ROOM |  | 19 | ea |  | 0 | [13 empty] | D-102 DINING ROOM |  | 19 | ea
| F-103 GYM |  | 6 | ea |  | 0 | [13 empty] | F-103 GYM |  | 6 | ea
| F-103 GYM - TERRACE |  | 5 | ea |  | 0 | [13 empty] | F-103 GYM - TERRACE |  | 5 | ea
| F-104 MOVEMENT |  | 1 | ea |  | 0 | [13 empty] | F-104 MOVEMENT |  | 1 | ea
| W-116 MEN'S BAR & LOUNGE - terrace |  | 3 | ea |  | 0 | [13 empty] | W-116 MEN'S BAR & LOUNGE - terrace |  | 3 | ea
| W-118 WOMEN'S BAR & LOUNGE - terrace |  | 3 | ea |  | 0 | [13 empty] | W-118 WOMEN'S BAR & LOUNGE - terrace |  | 3 | ea
| W-218 IV LOUNGE - terrace |  | 1 | ea |  | 0 | [13 empty] | W-218 IV LOUNGE - terrace |  | 1 | ea
| tax on equipment |  | 0 | ls |  | 0 | [13 empty] | tax on equipment |  | 0 | ls
| installation - see Electrical | [18 empty] | installation - see Electrical
| EQ-105 - SEE LOCKERS |  |  |  |  | 0 | [13 empty] | EQ-105 - SEE LOCKERS
| Dock Bar |  |  |  |  | 0 |  | 11984 |  | 0 |  | 0 |  | 0 |  | 0 |  | 0 |  | Dock Bar
| EQ-201 - Big Ass Fans - MK-HK4-07 - 84" CEILING FAN |  |  |  |  | 0 | [13 empty] | EQ-201 - Big Ass Fans - MK-HK4-07 - 84" CEILING FAN
| DB-100 Dock Bar & Patio |  | 4 | ea | 2800 | 11200 |  | 11200 | [11 empty] | DB-100 Dock Bar & Patio |  | 4 | ea
| tax on equipment |  | 11200 | ls | 0.07 | 784 |  | 784 | [11 empty] | tax on equipment |  | 0 | ls
| installation - see Electrical | [18 empty] | installation - see Electrical
0
| Spa Pods - NA |  |  |  |  | 0 |  | 0 |  | 0 |  | 0 |  | 0 |  | 0 |  | 0 |  | Spa Pods - NA
0
0
0
| SUBTOTAL Base Bid |  |  |  |  | 116403 |  | 114536 |  | 0 |  | 0 |  | 0 |  | 0 |  | 0 |  | SUBTOTAL Base Bid
| BOND RATE | [5 empty] | 0% |  | 0% |  | 0% |  | 0% |  | 0% |  | 0% |  |  | BOND RATE
| BOND AMOUNT |  |  |  |  | 0 |  | 0 |  | 0 |  | 0 |  | 0 |  | 0 |  | 0 |  | BOND AMOUNT
| ADJUSTED TOTAL |  |  |  |  | 116403 |  | 114536 |  | 0 |  | 0 |  | 0 |  | 0 |  | 0 |  | ADJUSTED TOTAL
| Cost per SF |  |  |  |  | 1.3127 |  | 1.2917 |  | 0 |  | 0 |  | 0 |  | 0 |  | 0 |  | Cost per SF
QUALIFICATIONS | [18 empty] | QUALIFICATIONS
EXCLUSIONS/OWNER PROVIDED ITEMS: | [18 empty] | EXCLUSIONS/OWNER PROVIDED ITEMS:
ALTERNATES: | [18 empty] | ALTERNATES:
PROPOSED VE (Provide Clear Description): | [18 empty] | PROPOSED VE (Provide Clear Description):
FULLY LOADED LABOR RATES | [18 empty] | FULLY LOADED LABOR RATES
| Laborer | [18 empty] | Laborer
| Mechanic | [18 empty] | Mechanic
| Superintendent | [18 empty] | Superintendent
| Project Manager | [18 empty] | Project Manager
SCHEDULE | [18 empty] | SCHEDULE
| Prepared shop drawings/submittals | [18 empty] | Prepared shop drawings/submittals
| Mobilization | [18 empty] | Mobilization
| Total duration to complete scope of work | [18 empty] | Total duration to complete scope of work
Winner | [18 empty] | Winner
Company | [18 empty] | Company
Contact | [18 empty] | Contact
Phone | [18 empty] | Phone
Email | [18 empty] | Email
Base Bid | 114536 | [17 empty] | Base Bid | 114536
| Need Prequalification | [18 empty] | Need Prequalification
| Prequalified | [18 empty] | Prequalified

## 12 20 Window Treatments
Hedrick Plug
[5 empty] | X | Excluded
[5 empty] | I | Included
| BACK TO SUMMARY SHEET |  |  |  |  | Sub Add/Deduct
Project: | Atlantic Fields Club Core / Dock Bar / Spa Pods / Water Features |  |  |  |  | Company | Shades by Design |  | Raise & Shine Blinds
Trade: | Window Treatments |  |  |  |  | Contact | Gil Breef |  | Morr Kadoch
CSI Code: | 12 20 00 |  |  |  |  | Phone | (646) 533-0442 |  | (786) 999-2450
Date: | [5 empty] | Email | gil@shadesbydesign.com |  | info@raiseshineblinds.com
[6 empty] | Adjusted Bid | 461368.82 |  | 516216.3 |  | 34500 |  | 34500 |  | 34500 |  | 34500
BID DOCUMENTS: |  | Plan/ Spec. Package | QTY | U/M | Unit Cost | Subtotal | Yes/No | Price | Yes/No | Price | Yes/No | Price | Yes/No | Price | Yes/No | Price | Yes/No | Price
GENERAL INCLUSIONS
INCLUDES ALL SALES TAX
ALL HOISTING & RIGGING REQUIRED TO COMPLETE THIS SCOPE
PROVIDE P&P BONDS
FLORIDA STATE CONTRACTORS LIC.
GENERAL LIABILITY AND WORKERS COMP. INSURANCE LIMITS
STATE AND LOCAL TAXES
SPECIFIC TRADE SCOPE OF WORK REQUIREMENTS
BASE BID
Roller Shades:
Description: LUTRON SHADE Pattern #: S0220ET-B Openness: 5% Color: WHITE / LINEN
Blackout Roller Shade:
Description: LUTRON SHADE Pattern #: WSF-RF-LFR0-IV Openness: 0% BLACKOUT Color: IVORY
| Club Core |  |  |  |  | 0 |  | 451948.82 |  | 506796.3 |  | 34500 |  | 34500 |  | 34500 |  | 34500
| Roller Shades: | [6 empty] | 297282 |  | 399605
| Dining |  |  |  |  | 0
34 | D-001 Kids Space - 14'-6" | A6.10.2 | 493 | sf |  | 0
211 | D-102 Dining Room - 14'-2" | A6.20 | 2989.87 | sf |  | 0
24 | D-104 Private Dining - 11'-4" | A6.20 | 271.92 | sf |  | 0
82 | D-200 Sky Bar - 11'-0" | A6.30 | 902 | sf |  | 0
| Fitness |  |  |  |  | 0
23 | F-100 Entry - 13'-0" | A6.21 | 299 | sf |  | 0
24 | F-102 Juice Bar - 13'-0" | A6.21 | 312 | sf |  | 0
74 | F-103 Gym - 13'-0" | A6.21 | 962 | sf |  | 0
38 | F-104 Movement - 13'-0" | A6.21 | 494 | sf |  | 0
9 | F-107 Fitness Diagnostics - 9'-6" | A6.21 | 85.5 | sf |  | 0
6 | F-108 Consultation - 9'-6" | A6.21 | 57 | sf |  | 0
3 | WC Corridor - 9'-0" | A6.21 | 28.5 | sf |  | 0
| Wellness |  |  |  |  | 0
28 | W-108 Thermal Area - 11'-0" | A6.22 | 308 | sf |  | 0
5 | W-110 Lockers - 10'-4" | A6.22 | 51.65 | sf |  | 0
5 | W-111 Lockers - 10'-4" | A6.22 | 51.65 | sf |  | 0
5 | W-112 Lockers - 10'-4" | A6.22 | 51.65 | sf |  | 0
62 | W-116 Men's Bar & Lounge - 11'-0" | A6.22 | 682 | sf |  | 0
48 | W-118 Women's Bar & Lounge - 11'-0" | A6.22 | 528 | sf |  | 0
5 | W-125 Lockers - 10'-4" | A6.22 | 51.65 | sf |  | 0
5 | W-126 Lockers - 10'-4" | A6.22 | 51.65 | sf |  | 0
35 | W-132 Thermal Area - 11'-0" | A6.22 | 385 | sf |  | 0
6 | W-WC Corridor - 9'-0" | A6.22 | 54 | sf |  | 0
20 | W-200 Reception - 10'-0" | A6.31 | 200 | sf |  | 0
18 | W-201 Hallway - 10'-0" | A6.31 | 180 | sf |  | 0
4 | W-204 Neuro Acoustic - 10'-0" | A6.31 | 40 | sf |  | 0
4 | W-205 Facial Treatment Room - 10'-0" | A6.31 | 40 | sf |  | 0
4 | W-206 Treatment - 10'-0" | A6.31 | 40 | sf |  | 0
4 | W-207 Treatment - 10'-0" | A6.31 | 40 | sf |  | 0
37 | W-214 Hallway - 10'-0" | A6.31 | 370 | sf |  | 0
4 | W-215 Acupuncture Room - 10'-0" | A6.31 | 40 | sf |  | 0
47 | W-218 IV Lounge - 10'-0" | A6.31 | 470 | sf |  | 0
4 | W-219 Medical Treatment - 10'-0" | A6.31 | 40 | sf |  | 0
4 | W-220 Hyperbaric - 10'-0" | A6.31 | 40 | sf |  | 0
5 | W-230 Consultation - 10'-0" | A6.31 | 50 | sf |  | 0
5 | W-231 Lab - 10'-0" | A6.31 | 50 | sf |  | 0
5 | W- Clinician - 10'-0" | A6.31 | 50 | sf |  | 0
6 | W-Lab Corridor - 10'-0" | A6.31 | 60 | sf |  | 0
0
| Blackout Roller Shade: |  |  |  |  | 0
4 | W-205 Facial Treatment Room - 10'-0" | A6.31 | 40 | sf |  | 0
4 | W-206 Treatment - 10'-0" | A6.31 | 40 | sf |  | 0
4 | W-207 Treatment - 10'-0" | A6.31 | 40 | sf |  | 0
0
| Power Supplies - 1 power supply serves 10 shades |  | 23 | ea |  | 0 |  | 38272 | I
0
| Shipping & handling |  |  |  |  | 0 |  | 10941.04 | I
| Sales tax |  |  |  |  | 0 |  | 23488.78 |  | 24026.3
| Roller shades installation |  |  |  |  | 0 |  | 45800 |  | 47000
0
Allowance | Drapery track only - propvide and install - spec not provided |  | 55.5 | lf | 30 | 1665 |  | 1665 |  | 1665
| D-008 Speakeasy - at corridor door | A6.10.1 | 11 | lf | 30 | 330
| D-104 Private Dining | A6.20.1 | 25 | lf | 30 | 750
| W-200 Reception | ID-2.16 | 19.5 | lf | 30 | 585
0
Allowance | Roller Shades - installation of power supplies, wiring & controls - not shown on electrical or lighting control drawings |  | 230 | ea | 150 | 34500 |  | 34500 |  | 34500 |  | 34500 |  | 34500 |  | 34500 |  | 34500
0
| Interior Design FF&E Package provided by Champalimaud has specs for Draperies in the spa, restaurant, Spa L2 reception and speakeasy. Please specify if the draperies will be provided and installed by GC or the owner. General Contractor will be responsible for installation of the drapery track assembly. Drapery manufacturer would install all FF&E drapery. |  |  |  |  | 0
0
| Dock Bar |  |  |  |  | 0 |  | 6420 |  | 6420 |  | 0 |  | 0 |  | 0 |  | 0
Allowance | Drapery track only - propvide and install |  | 214 | lf | 30 | 6420 |  | 6420 |  | 6420
0
| Spa Pods |  |  |  |  | 0 |  | 3000 |  | 3000 |  | 0 |  | 0 |  | 0 |  | 0
Allowance | Drapery track only - propvide and install |  | 100 | lf | 30 | 3000 |  | 3000 |  | 3000
0
| SUBTOTAL Base Bid |  |  |  |  | 47250 |  | 461368.82 |  | 516216.3 |  | 34500 |  | 34500 |  | 34500 |  | 34500
| BOND RATE | [5 empty] | 0% |  | 0% |  | 0% |  | 0% |  | 0% |  | 0%
| BOND AMOUNT |  |  |  |  | 0 |  | 0 |  | 0 |  | 0 |  | 0 |  | 0 |  | 0
| ADJUSTED TOTAL |  |  |  |  | 47250 |  | 461368.82 |  | 516216.3 |  | 34500 |  | 34500 |  | 34500 |  | 34500
| Cost per SF |  |  |  |  | 0.53286 |  | 5.2031 |  | 5.8216 |  | 0.38907 |  | 0.38907 |  | 0.38907 |  | 0.38907
QUALIFICATIONS
EXCLUSIONS/OWNER PROVIDED ITEMS:
ALTERNATES:
PROPOSED VE (Provide Clear Description):
FULLY LOADED LABOR RATES
Laborer
Mechanic
Superintendent
Project Manager
SCHEDULE
Prepared shop drawings/submittals
Mobilization
Total duration to complete scope of work
Winner
Company
Contact
Phone
Email
Base Bid | 461368.82
Need Prequalification
Prequalified

## 13 11 Pool
Hedrick Plug
[5 empty] | X | Excluded
[5 empty] | I | Included
| BACK TO SUMMARY SHEET |  |  |  |  | Sub Add/Deduct | [27 empty] | BACK TO SUMMARY SHEET | [6 empty] | BACK TO SUMMARY SHEET
Project: | Atlantic Fields Club Core |  |  |  |  | Company | Apex |  | Pool Crafters |  | Pool Mechanics |  | Atlantic Pool Maint |  | Almar / Jackson |  | Rock Star Pools |  | A & G Concrete Pools | [13 empty] | Project: | Atlantic Fields Club Core | [5 empty] | Project: | Atlantic Fields Club Core
Trade: | Swimming Pool |  |  |  |  | Contact | Billy Scott |  | Daniel Valenzuela |  | Kelly Kephart |  | Joseph Stallone |  | Kim Nash |  | Nigel Guite’ |  | Frank DelRocco | [13 empty] | Trade: | Swimming Pool | [5 empty] | Trade: | Swimming Pool
CSI Code: | 13 11 00 |  |  |  |  | Phone | (208) 371-2068 |  | (561) 454-9374 |  | (239) 992-9096 |  | (561) 582-1830 |  | (561) 262-7280 |  | (239) 293-0803 |  | 772-260-2215 | [13 empty] | CSI Code: | 13 11 00 | [5 empty] | CSI Code: | 13 11 00
Date: | [5 empty] | Email | estimating@apexpavers.com |  | daniel@poolcrafters.com |  | KellyK@certifiedpools.net |  | josephstallone94@gmail.com |  | kim@almarjacksonpools.com |  | Nigel@rockstarpools.com |  | frankagpools@hotmail.com | [13 empty] | Date: | [6 empty] | Date:
[6 empty] | Adjusted Bid | 6096192 |  | 6819114 |  | 7813774 |  | 8747362 |  | 8363772 |  | 10523362 |  | 6783515
BID DOCUMENTS: |  | Plan/ Spec. Package | QTY | U/M | Unit Cost | Subtotal | Yes/No | Price | Yes/No | Price | Yes/No | Price | Yes/No | Price | Yes/No | Price | Yes/No | Price | Yes/No | Price | [12 empty] | BID DOCUMENTS: |  | Plan/ Spec. Package | QTY | U/M | Unit Cost | Subtotal | BID DOCUMENTS: |  | Plan/ Spec. Package | QTY | U/M
| GENERAL INCLUSIONS | [32 empty] | GENERAL INCLUSIONS | [6 empty] | GENERAL INCLUSIONS
| INCLUDES ALL SALES TAX | [32 empty] | INCLUDES ALL SALES TAX | [6 empty] | INCLUDES ALL SALES TAX
| ALL HOISTING & RIGGING REQUIRED TO COMPLETE THIS SCOPE | [32 empty] | ALL HOISTING & RIGGING REQUIRED TO COMPLETE THIS SCOPE | [6 empty] | ALL HOISTING & RIGGING REQUIRED TO COMPLETE THIS SCOPE
| PROVIDE P&P BONDS | [32 empty] | PROVIDE P&P BONDS | [6 empty] | PROVIDE P&P BONDS
| FLORIDA STATE CONTRACTORS LIC. | [32 empty] | FLORIDA STATE CONTRACTORS LIC. | [6 empty] | FLORIDA STATE CONTRACTORS LIC.
| GENERAL LIABILITY AND WORKERS COMP. INSURANCE LIMITS | [32 empty] | GENERAL LIABILITY AND WORKERS COMP. INSURANCE LIMITS | [6 empty] | GENERAL LIABILITY AND WORKERS COMP. INSURANCE LIMITS
| STATE AND LOCAL TAXES | [32 empty] | STATE AND LOCAL TAXES | [6 empty] | STATE AND LOCAL TAXES
| SPECIFIC TRADE SCOPE OF WORK REQUIREMENTS | [32 empty] | SPECIFIC TRADE SCOPE OF WORK REQUIREMENTS | [6 empty] | SPECIFIC TRADE SCOPE OF WORK REQUIREMENTS
| BASE BID | [32 empty] | BASE BID | [6 empty] | BASE BID
| Club Core |  |  |  |  | 0 |  | 1910189 |  | 2829521 |  | 3563605 |  | 2410262 |  | 3253379 |  | 3294262 |  | 3333735 | [13 empty] | Club Core | [6 empty] | Club Core
| Base Bid |  |  |  |  | 0 | [34 empty] | Base Bid
| Lap Pool | W1.001 | 3089 | SF | 304.6928 | 941196 |  | 941196 |  | 1142598 |  | 1275253 |  | 1100000 |  | 1980827 |  | 1240000 |  | 1512381 | [13 empty] | Lap Pool | W1.001 |  |  |  | 0 |  | Lap Pool | W1.001
| Lap Pool Spa | W1.001 |  |  |  | 0 |  | 87765 |  | 248195 |  | 265422 |  | 145000 | I |  |  | 429000 | I | [14 empty] | Lap Pool Spa | W1.001 |  |  |  | 0 |  | Lap Pool Spa | W1.001
| Lap Pool Surge Tank | W1.001 |  |  |  | 0 | I |  | I |  |  |  | I |  | I |  | I |  | I | [14 empty] | Lap Pool Surge Tank | W1.001 | [5 empty] | Lap Pool Surge Tank | W1.001
| Spa Collector Tank | W1.001 |  |  |  | 0 | I |  | I |  |  |  | I |  | I |  | I | [16 empty] | Spa Collector Tank | W1.001 | [5 empty] | Spa Collector Tank | W1.001
| Concrete structure |  |  |  |  | 0 | I |  | I |  | I |  | X |  | I |  | I |  | I | [14 empty] | Concrete structure | [6 empty] | Concrete structure
0
| Womens Hot & Cold Spas | W1.002 |  |  |  | 0 |  | 280175 |  | 420333 |  | 682279 |  | 425000 |  | 859215 |  | 520000 |  | 646079 | [13 empty] | Womens Hot & Cold Spas | W1.002 |  |  |  | 0 |  | Womens Hot & Cold Spas | W1.002
| Mens Hot & Cold Spas | W1.003 |  |  |  | 0 |  | 280175 |  | 420333 |  | 693745 |  | 425000 | I |  |  | 535000 |  | 646079 | [13 empty] | Mens Hot & Cold Spas | W1.003 |  |  |  | 0 |  | Mens Hot & Cold Spas | W1.003
| Wellness Spa 1 |  |  |  |  | 0 |  | 81308 |  | 239400 |  | 244822 |  | 125000 |  | 299075 |  | 275000 |  | 237967 | [13 empty] | Wellness Spa 1 |  |  |  |  | 0 |  | Wellness Spa 1
| Wellness Spa 2 |  |  |  |  | 0 |  | 81308 |  | 239400 |  | 244822 |  | 125000 | I |  |  | 275000 |  | 237967 | [13 empty] | Wellness Spa 2 |  |  |  |  | 0 |  | Wellness Spa 2
| Womens Hot Spa collector tank | W1.002 |  |  |  | 0 | I |  | I |  |  |  | I |  | I |  | I | [16 empty] | Womens Hot Spa collector tank | W1.002 | [5 empty] | Womens Hot Spa collector tank | W1.002
| Womens Cold Spa collector tank | W1.002 |  |  |  | 0 | I |  | I |  |  |  | I |  | I |  | I | [16 empty] | Womens Cold Spa collector tank | W1.002 | [5 empty] | Womens Cold Spa collector tank | W1.002
| Mens Hot Spa collector tank | W1.003 |  |  |  | 0 | I |  | I |  |  |  | I |  | I |  | I | [16 empty] | Mens Hot Spa collector tank | W1.003 | [5 empty] | Mens Hot Spa collector tank | W1.003
| Mens Cold Spa collector tank | W1.003 |  |  |  | 0 | I |  | I |  |  |  | I |  | I |  | I | [16 empty] | Mens Cold Spa collector tank | W1.003 | [5 empty] | Mens Cold Spa collector tank | W1.003
| Wellness Spa 1 collector tank |  |  |  |  | 0 | I |  | I |  |  |  | I |  | I |  | I | [16 empty] | Wellness Spa 1 collector tank | [6 empty] | Wellness Spa 1 collector tank
| Wellness Spa 2 collector tank |  |  |  |  | 0 | I |  | I |  |  |  | I |  | I |  | I | [16 empty] | Wellness Spa 2 collector tank | [6 empty] | Wellness Spa 2 collector tank
| Spas structure - stainless steel framing, base, floor and walls |  |  |  |  | 0 | I |  | I |  | I |  | I |  | I |  | I |  | I | [14 empty] | Spas structure - stainless steel framing, base, floor and walls | [6 empty] | Spas structure - stainless steel framing, base, floor and walls
0
| tile allowance - $10 per sf |  |  |  |  | 0
| coping allowance - $12 per sf |  |  |  |  | 0
0
| conduit, wire and electrical connections from disconnects to equipment |  | 22 | ea | 1500 | 33000 | I |  | X | 33000 | X |  | X | 33000 | X | 33000 | I |  | X | 33000 | [13 empty] | conduit, wire and electrical connections from supply panels to equipment | [6 empty] | conduit, wire and electrical connections from supply panels to equipment
| low voltage equipment, cabling, connections for pool controls |  | 1 | ls | 5000 | 5000 | I |  | X | 5000 |  |  | I |  | I |  | I | [16 empty] | low voltage equipment, cabling, connections for pool controls | [6 empty] | low voltage equipment, cabling, connections for pool controls
| potable water connections w/ backflow preventor & water hammer arrestor from stub-in provided by others |  | 13 | ea | 1500 | 19500 | I |  | X | 19500 |  |  | I |  | X | 19500 | I | [16 empty] | potable water connections from stub-in provided by others | [6 empty] | potable water connections from stub-in provided by others
| waste line connections from rough-in provided by others |  | 4 | ea | 2500 | 10000 | I |  | X | 10000 |  |  | I |  | X | 10000 | I | [16 empty] | waste line connections from rough-in provided by others | [6 empty] | waste line connections from rough-in provided by others
| crane to set stainless spa basins |  | 8 | hrs | 1500 | 12000 | I |  |  | 12000 | X | 12000 | X | 12000 | X | 12000
| houskeeing pads for pool equipment |  | 39 | ea | 500 | 19500 |  | 20000 | X | 19500 |  |  | I |  | X | 19500 | I |  |  |  | 1 | a-m | 13 | 6.25 | 20 | 125 | [7 empty] | pool equipment houskeeing pads | [6 empty] | pool equipment houskeeing pads
| 3 1/2" rat slab at stainless conc basins |  | 600 | sf | 7.5 | 4500 |  | 4500 |  | 4500 |  | 4500 |  | 4500 |  | 4500 |  | 4500 |  | 4500 | 2 | a-l | 12
| waterproofing of stainless conc basins |  | 444 | sf | 35.5 | 15762 |  | 15762 |  | 15762 |  | 15762 |  | 15762 |  | 15762 |  | 15762 |  | 15762 | 3 | a-d | 4
[6 empty] | 0 | [14 empty] | 4 | a-j | 10
| 2 - Year Warranty |  |  |  |  | 0 |  | 118000 |  |  |  | 125000 | [10 empty] | 39 | 500 | 19500 | [8 empty] | 2 - Year Warranty |  |  |  |  | 0 |  | 2 - Year Warranty
0
| Spa Pods |  |  |  |  | 0 |  | 234057 |  | 596772 |  | 702130 |  | 300000 |  | 598655 |  | 675000 |  | 331032 | [13 empty] | Spa Pods | [6 empty] | Spa Pods
| Treatment Spa 1 | W1.005 |  |  |  | 0 |  | 78019 |  | 198924 |  | 229848 |  | 100000 |  | 598655 |  | 225000 |  | 110344 | [13 empty] | Treatment Spa 1 | W1.005 |  |  |  | 0 |  | Treatment Spa 1 | W1.005
| Treatment Spa 2 | W1.005 |  |  |  | 0 |  | 78019 |  | 198924 |  | 241613 |  | 100000 |  | I |  | 225000 |  | 110344 | [13 empty] | Treatment Spa 2 | W1.005 |  |  |  | 0 |  | Treatment Spa 2 | W1.005
| Treatment Spa 3 | W1.005 |  |  |  | 0 |  | 78019 |  | 198924 |  | 230669 |  | 100000 |  | I |  | 225000 |  | 110344 | [13 empty] | Treatment Spa 3 | W1.005 |  |  |  | 0 |  | Treatment Spa 3 | W1.005
| Treatment Spa 1 collector tank | W1.005 |  |  |  | 0 | I |  | I |  |  |  | I |  | I |  | I | [16 empty] | Treatment Spa 1 collector tank | W1.005 | [5 empty] | Treatment Spa 1 collector tank | W1.005
| Treatment Spa 2 collector tank | W1.005 |  |  |  | 0 | I |  | I |  |  |  | I |  | I |  | I | [16 empty] | Treatment Spa 2 collector tank | W1.005 | [5 empty] | Treatment Spa 2 collector tank | W1.005
| Treatment Spa 3 collector tank | W1.005 |  |  |  | 0 | I |  | I |  |  |  | I |  | I |  | I | [16 empty] | Treatment Spa 3 collector tank | W1.005 | [5 empty] | Treatment Spa 3 collector tank | W1.005
[6 empty] | 0 | [15 empty] | 2.17
| Water Features |  |  |  |  | 0 |  | 3951946 |  | 3392821 |  | 3548039 |  | 6037100 |  | 4511738 |  | 6554100 |  | 3118748 |  | 5.84 | [11 empty] | Water Features | [6 empty] | Water Features
| Cascading Water Feature | W1.004 |  |  |  | 0 |  | 1371406 |  | 1026697 |  | 997850 |  | 3100000 |  | 3156455 |  | 3267000 |  | 731648 | [7 empty] | perimiter |  |  | waterfall |  |  | Cascading Water Feature | W1.004 |  |  |  | 0 |  | Cascading Water Feature | W1.004
| Concrete structure |  |  |  |  | 0 | I |  | X |  | I |  | I |  | I |  | I | [10 empty] | stone |  |  | stone |  |  | Concrete structure | [6 empty] | Concrete structure
Allowance | Rock/stone within water feature & surounding rock - material not specified |  | 8000 | sf | 100 | 800000 | X | 800000 | X | 800000 | X | 800000 |  | 800000 |  | 800000 |  | 800000 |  | 800000 |  | Cascade A1 | 399 | sf | 95.3 | lf | 2 | 190.6 | sf | B1/B2 | 46 | sf |  | All rock/stone within water feature |  |  |  |  | 0 |  | All rock/stone within water feature
| bottom stone |  | 3429 | sf |  | 0 | [15 empty] | Cascade A2 | 553 | sf | 92.23 | lf | 2 | 184.46 | sf | B3/AB | 21 | sf |  | bottom stone | [6 empty] | bottom stone
| perimiter walls stone |  | 1999.5498 | sf |  | 0 | [15 empty] | Cascade AB | 1619 | sf | 302.06 | lf | 3.83 | 1156.8898 | sf | A1/A2 | 62 | sf |  | perimiter walls stone | [6 empty] | perimiter walls stone
| water fall stone |  | 236 | sf |  | 0 | [15 empty] | Cascade B1 | 394 | sf | 105.8 | lf | 2 | 211.6 | sf | A2/AB | 107 | sf |  | water fall stone | [6 empty] | water fall stone
| top rock |  | 2170.17 | sf |  | 0 | [15 empty] | Cascade B2 | 173 | sf | 54 | lf | 2 | 108 | sf |  |  |  |  | top rock | [6 empty] | top rock
| Water Garden Feature | W1.005 |  |  |  | 0 |  | 2138445 |  | 1479024 |  | 1663089 |  | 2050000 |  | 1768185 |  | 2400000 |  | 1500000 |  | Cascade B3 | 291 | sf | 74 | lf | 2 | 148 | sf |  |  |  |  | Water Garden Feature | W1.005 |  |  |  | 0 |  | Water Garden Feature | W1.005
| Concrete structure |  |  |  |  | 0 | I |  | X |  | I |  | I |  | I |  | I | [5 empty] | 3429 | sf | 723.39 | lf |  | 1999.5498 | sf |  | 236 | sf |  | Concrete structure | [6 empty] | Concrete structure
Allowance | All rock/stone within water feature - material not specified |  | 171 | sf | 100 | 17100 |  | 17100 | X | 17100 |  | 17100 |  | 17100 |  | 17100 |  | 17100 |  | 17100 | [13 empty] | All rock/stone within water feature |  |  |  |  | 0 |  | All rock/stone within water feature
[6 empty] | 0 | [15 empty] | 2.17
| All Rock/Stone |  |  |  |  | 0 |  | -695000 | [7 empty] | -1300000 | [5 empty] | 2.17
0
Allowance | Water Feature at Dining Entrance - no details |  | 1 | ls | 70000 | 70000 |  | 70000 | X | 70000 | X | 70000 |  | 70000 |  | 70000 |  | 70000 |  | 70000 | [13 empty] | Water Feature at Dining Entrance | [6 empty] | Water Feature at Dining Entrance
0
| Include comlpete: |  |  |  |  | 0 | [27 empty] | Include comlpete: | [6 empty] | Include comlpete:
| copings |  |  |  |  | 0 | I |  | I |  | I |  | I |  | I |  | I |  | I | [14 empty] | copings | [6 empty] | copings
| gutter systems |  |  |  |  | 0 | I |  | I |  | I |  | I |  | I |  | I |  | I | [14 empty] | gutter systems | [6 empty] | gutter systems
| pool, spa, water feature controls |  |  |  |  | 0 | I |  | I |  |  |  | I |  | I |  | I | [16 empty] | pool, spa, water feature controls | [6 empty] | pool, spa, water feature controls
| lap lines & targets |  |  |  |  | 0 | I |  | I |  |  |  | I |  | I |  | I |  | I | [14 empty] | Lap lines & targets | [6 empty] | Lap lines & targets
| pool & spa signage |  |  |  |  | 0 | I |  | I |  |  |  | I |  | I |  | I |  | I | [14 empty] | pool & spa signage | [6 empty] | pool & spa signage
| safety equipment |  |  |  |  | 0 | I |  | I |  |  |  | I |  | I |  | I |  | I | [14 empty] | safety equipment | [6 empty] | safety equipment
| railings & grab rails |  |  |  |  | 0 | I |  | I |  | I |  | I |  | I |  | I |  | I | [14 empty] | railings & grab rails | [6 empty] | railings & grab rails
| ADA lifts |  |  |  |  | 0 | I |  | I |  | I |  | I |  | I |  | I |  | I | [14 empty] | ADA lifts | [6 empty] | ADA lifts
| lighting systems |  |  |  |  | 0 | I |  | I |  |  |  | I |  | I |  | I | [16 empty] | lighting systems | [6 empty] | lighting systems
| vacuum systems |  |  |  |  | 0 | I |  | I |  |  |  | X |  | I |  | I | [16 empty] | vacuum systems | [6 empty] | vacuum systems
| heating systems |  |  |  |  | 0 | I |  | I |  | I |  | I |  | I |  | I |  | I | [14 empty] | heating systems | [6 empty] | heating systems
| chemical systems |  |  |  |  | 0 | I |  | I |  | I |  | I |  | I |  | I | [16 empty] | chemical systems | [6 empty] | chemical systems
| air systems |  |  |  |  | 0 | I |  | I |  |  |  | X |  | I |  | I | [16 empty] | air systems | [6 empty] | air systems
| piping, valves, equipment, pumps, etc. |  |  |  |  | 0 | I |  | I |  |  |  | I |  | I |  | I |  | I | [14 empty] | piping, valves, equipment, pumps, etc. | [6 empty] | piping, valves, equipment, pumps, etc.
| excavation for in-ground structures |  |  |  |  | 0 | I |  | I |  |  |  | I |  | I |  | I | [16 empty] | excavation and backfill for in-ground structures | [6 empty] | excavation and backfill for in-ground structures
| backfill for in-ground structures |  |  |  |  | 0 | I |  | I |  |  |  | I |  | I |  | I | [16 empty] | excavation and backfill for in-ground structures | [6 empty] | excavation and backfill for in-ground structures
| excavation for surge tanks | [5 empty] | I
| sleeves and/or coring for pipe penetrations in concrete or CMU ws |  |  |  |  | 0 | I |  | I |  |  |  | I |  | I |  | I | [16 empty] | sleeves and/or coring for pipe penetrations in concrete or CMU ws | [6 empty] | sleeves and/or coring for pipe penetrations in concrete or CMU ws
| electrical bonding | [5 empty] | I | [5 empty] | I |  |  |  | I
0
| Gas connection to equipment by others |  |  |  |  | 0 | X |  | X |  | X |  | X |  | X |  | X | [16 empty] | Gas connection to equipment by others | [6 empty] | Gas connection to equipment by others
| Gas heater ventilation by others |  |  |  |  | 0 | X |  | X |  | X |  | X |  | X |  | X | [16 empty] | Gas heater ventilation by others | [6 empty] | Gas heater ventilation by others
0
| Sope Contingency |  |  |  |  | 0 |  | 250000 | [25 empty] | Separate any hardscape work outside pool, spa or waterfeature structures | [6 empty] | Separate any hardscape work outside pool, spa or waterfeature structures
0
[8 empty] | -5 | [7 empty] | -2
| SUBTOTAL Base Bid |  |  |  |  | 1947558 |  | 6096192 |  | 6819114 |  | 7813774 |  | 8747362 |  | 8363772 |  | 10523362 |  | 6783515 | [13 empty] | SUBTOTAL Base Bid |  |  |  |  | 0 |  | SUBTOTAL Base Bid
| BOND RATE | [5 empty] | 0 |  | 0 |  | 0 |  | 0 |  | 0 |  |  |  | 0 | [14 empty] | BOND RATE | [6 empty] | BOND RATE
| BOND AMOUNT |  |  |  |  | 0 |  | 0 |  | 0 |  | 0 |  | 0 |  | 0 |  | 0 |  | 0 | [13 empty] | BOND AMOUNT |  |  |  |  | 0 |  | BOND AMOUNT
| ADJUSTED TOTAL |  |  |  |  | 1947558 |  | 6096192 |  | 6819114 |  | 7813774 |  | 8747362 |  | 8363772 |  | 10523362 |  | 6783515 | [13 empty] | ADJUSTED TOTAL |  |  |  |  | 0 |  | ADJUSTED TOTAL
| Cost per SF |  |  |  |  | 0 |  | 0 |  | 0 |  | 0 |  | 0 |  | 0 |  | 0 |  | 0 | [13 empty] | Cost per SF |  |  |  |  | 0 |  | Cost per SF
QUALIFICATIONS | [32 empty] | QUALIFICATIONS | [6 empty] | QUALIFICATIONS
EXCLUSIONS/OWNER PROVIDED ITEMS: | [32 empty] | EXCLUSIONS/OWNER PROVIDED ITEMS: | [6 empty] | EXCLUSIONS/OWNER PROVIDED ITEMS:
ALTERNATES: | [32 empty] | ALTERNATES: | [6 empty] | ALTERNATES:
PROPOSED VE (Provide Clear Description): | [32 empty] | PROPOSED VE (Provide Clear Description): | [6 empty] | PROPOSED VE (Provide Clear Description):
FULLY LOADED LABOR RATES | [32 empty] | FULLY LOADED LABOR RATES | [6 empty] | FULLY LOADED LABOR RATES
| Laborer | [32 empty] | Laborer | [6 empty] | Laborer
| Mechanic | [32 empty] | Mechanic | [6 empty] | Mechanic
| Superintendent | [32 empty] | Superintendent | [6 empty] | Superintendent
| Project Manager | [32 empty] | Project Manager | [6 empty] | Project Manager
SCHEDULE | [32 empty] | SCHEDULE | [6 empty] | SCHEDULE
| Prepared shop drawings/submittals | [32 empty] | Prepared shop drawings/submittals | [6 empty] | Prepared shop drawings/submittals
| Mobilization | [32 empty] | Mobilization | [6 empty] | Mobilization
| Total duration to complete scope of work | [32 empty] | Total duration to complete scope of work | [6 empty] | Total duration to complete scope of work
Winner | [5 empty] | proposal pools |  | 5495830 |  | 5812752 |  | 6769412 |  | 7795000 |  | 8662410 |  | 9616000 | [14 empty] | Winner | [6 empty] | Winner
Company | [32 empty] | Company | [6 empty] | Company
Contact | [5 empty] | allowance |  | 887100 |  | 887100 |  | 887100 |  | 887100 |  | 887100 |  | 887100 |  | 887100 | [12 empty] | Contact | [6 empty] | Contact
Phone | [5 empty] | plugs |  | 270262 |  | 119262 |  | 32262 |  | 65262 |  | 114262 |  | 20262 |  | 20262 | [12 empty] | Phone | [6 empty] | Phone
Email | [5 empty] | remove |  | -695000 | [7 empty] | -1300000 | [16 empty] | Email | [6 empty] | Email
Base Bid | 6096192 |  |  |  |  | add |  | 138000 |  |  |  | 125000 | [20 empty] | Base Bid | 0 | [5 empty] | Base Bid | 0
[6 empty] | total |  | 6096192 |  | 6819114 |  | 7813774 |  | 8747362 |  | 8363772 |  | 10523362 |  | 907362
| Need Prequalification |  |  |  |  | total above |  | 6096192 |  | 6819114 |  | 7813774 |  | 8747362 |  | 8363772 |  | 10523362 |  | 6783515 | [13 empty] | Need Prequalification | [6 empty] | Need Prequalification
| Prequalified |  |  |  |  | delta |  | 0 |  | 0 |  | 0 |  | 0 |  | 0 |  | 0 |  | 5876153 | [13 empty] | Prequalified | [6 empty] | Prequalified
3267000
2400000
1240000
429000
550000
520000
535000
675000
9616000

## 13 12 Spa Rooms
Hedrick Plug
[5 empty] | X | Excluded
[5 empty] | I | Included
| BACK TO SUMMARY SHEET |  |  |  |  | Sub Add/Deduct
Project: | Atlantic Fields Club Core |  |  |  |  | Company | Design for Leisure
Trade: | Spa Rooms |  |  |  |  | Contact | Matthew Williamson
CSI Code: | 13 12 00 |  |  |  |  | Phone | 702-818-9051
Date: | [5 empty] | Email | mwilliamson@designforleisure.com
[6 empty] | Adjusted Bid | 1706404 |  | 0 |  | 0 |  | 0 |  | 0 |  | 0
BID DOCUMENTS: |  | Plan/ Spec. Package | QTY | U/M | Unit Cost | Subtotal | Yes/No | Price | Yes/No | Price | Yes/No | Price | Yes/No | Price | Yes/No | Price | Yes/No | Price
GENERAL INCLUSIONS
INCLUDES ALL SALES TAX
ALL HOISTING & RIGGING REQUIRED TO COMPLETE THIS SCOPE
PROVIDE P&P BONDS
FLORIDA STATE CONTRACTORS LIC.
GENERAL LIABILITY AND WORKERS COMP. INSURANCE LIMITS
STATE AND LOCAL TAXES
SPECIFIC TRADE SCOPE OF WORK REQUIREMENTS
BASE BID
| Club Core |  |  |  |  | 0 |  | 1706404
| design by: design for liesure |  |  |  |  | 0 |  | 0
| proprietary sub: design for liesure |  |  |  |  | 0 |  | 0
[6 empty] | 0 |  | 0
| Wellness |  |  |  |  | 0 |  | 0
| W-106 Sauna |  | 1 | ls |  | 0 |  | 172642
| W-133 Sauna |  | 1 | ls |  | 0 |  | 146133
excludes:
finished floor and site applied finishes
exterior finishes to front wall and glazing
interconnecting MEP services from cabin to equipment in mech room
floor drain connection and plumbing connections.
| W-107 Steam |  | 1 | ls |  | 0 |  | 144669
| W-134 Steam |  | 1 | ls |  | 0 |  | 131477
excludes:
site applied finishes
floor waterproofing
exterior finishes to front wall and glazing
interconnecting MEP services from cabin to equipment in mech room
floor drain connection and plumbing connections.
| W-212 Snow |  | 1 | ls |  | 0 |  | 468815
excludes:
slab depression
floor drain connection and plumbing connections.
interconnecting MEP services from cabin to equipment in mech room
exterior finishes to front wall and glazing
local permits or DoH inspections arranged by others
| W-211 IR Sauna |  | 1 | ls |  | 0 |  | 141620 | [10 empty] | 1429403
excludes:
finished floor and exterior wall finishes.
exterior finishes to front wall and door
window to Exterior by others
interconnecting MEP services from cabin to equipment in mech room
| W-208 Hammam |  | 1 | ls |  | 0 |  | 224048 | [10 empty] | 1429404
excludes:
site applied finishes
floor waterproofing
exterior finishes to front wall and door
interconnecting MEP services from cabin to equipment in mech room
floor drain connection and plumbing connections.
hot water to hydronic manifold in mechanical room
| Estimated allowance for shipping and delivery by Ocean container to project site. Excludes offsite storage. |  |  |  |  | 0 |  | 152000
| Estimated allowance for mobilization and travel expenses for specialist installation teams to FL . |  |  |  |  | 0 |  | 79000
[6 empty] | 0 |  | 0
Allowance | Design for Leisure spas - Lighting controls - nothing shown |  | 7 | ea | 3000 | 21000 |  | 21000
[6 empty] | 0 |  | 0
| Scope Contingeny |  |  |  |  | 0 |  | 25000
[6 empty] | 0 |  | 0
| SUBTOTAL Base Bid |  |  |  |  | 21000 |  | 1706404 |  | 0 |  | 0 |  | 0 |  | 0 |  | 0
| BOND RATE | [7 empty] | 0% |  | 0% |  | 0% |  | 0% |  | 0%
| BOND AMOUNT |  |  |  |  | 0 |  | 0 |  | 0 |  | 0 |  | 0 |  | 0 |  | 0
| ADJUSTED TOTAL |  |  |  |  | 21000 |  | 1706404 |  | 0 |  | 0 |  | 0 |  | 0 |  | 0
| Cost per SF |  |  |  |  | 0 |  | 19.2747 |  | 0 |  | 0 |  | 0 |  | 0 |  | 0
QUALIFICATIONS
EXCLUSIONS/OWNER PROVIDED ITEMS:
ALTERNATES:
PROPOSED VE (Provide Clear Description):
FULLY LOADED LABOR RATES
Laborer
Mechanic
Superintendent
Project Manager
SCHEDULE
Prepared shop drawings/submittals
Mobilization
Total duration to complete scope of work
Winner
Company
Contact
Phone
Email
Base Bid | 1706404
Need Prequalification
Prequalified

## 14 00 Elevators
Hedrick Plug
[5 empty] | X | Excluded
[5 empty] | I | Included
| BACK TO SUMMARY SHEET |  |  |  |  | Sub Add/Deduct
Project: | Atlantic Fields Club Core |  |  |  |  | Company | Otis Elevator Company
Trade: | Elevators |  |  |  |  | Contact | Luis Gonzalez
CSI Code: | 14 00 00 |  |  |  |  | Phone | (615) 589-8123
Date: | [5 empty] | Email | luis.gonzalez@otis.com
[6 empty] | Adjusted Bid | 1230500 |  | 0 |  | 0 |  | 0 |  | 0 |  | 0
BID DOCUMENTS: |  | Plan/ Spec. Package | QTY | U/M | Unit Cost | Subtotal | Yes/No | Price | Yes/No | Price | Yes/No | Price | Yes/No | Price | Yes/No | Price | Yes/No | Price
GENERAL INCLUSIONS
INCLUDES ALL SALES TAX
ALL HOISTING & RIGGING REQUIRED TO COMPLETE THIS SCOPE
PROVIDE P&P BONDS
FLORIDA STATE CONTRACTORS LIC.
GENERAL LIABILITY AND WORKERS COMP. INSURANCE LIMITS
STATE AND LOCAL TAXES
SPECIFIC TRADE SCOPE OF WORK REQUIREMENTS
BASE BID
Basis of design: OTIS GEN 3 EDGE
design to be OTIS. Is there a preference? Does the owner want to consider a maintenance agreement post construction when
| Club Core |  |  |  |  | 0 |  | 1230500 |  | 0 |  | 0 |  | 0 |  | 0 |  | 0 | A: Otis WILL BE THE BASIS OF DESIGN. TKE SPECIFICATION WILL BE UPDATED AND REMOVED.
994000
| Dining |  |  |  |  | 0
| Elevator 01 - FOH passenger |  | 3 | stop |  | 0 | I
| Capacity - 4,000 # |  |  |  |  | 0 | I
| Speed - 200 FPM |  |  |  |  | 0 | I
| Double entry |  |  |  |  | 0 | I
| Cab Finishes |  |  |  |  | 0 | I
| Jamb Finish - MT-101 on ID drawings |  |  |  |  | 0 |  | 2500
| Elevator 02 - FOH passenger |  | 3 | stop |  | 0 | I
| Capacity - 3,500 # |  |  |  |  | 0 | I
| Speed - 200 FPM |  |  |  |  | 0 | I
| Single entry |  |  |  |  | 0 | I
| Cab Finishes |  |  |  |  | 0 | I
| Jamb Finish - MT-101 on ID drawings |  |  |  |  | 0 |  | 2500
0
| Block out & infill for cab installation |  | 2 | ea | 5000 | 10000 |  | 10000
| Pit Access Ladders |  | 2 | ea | 2500 | 5000 |  | 5000
| Temp use - on time cost - BOH elevator |  | 2 | ea | 4500 | 9000 |  | 9000
| Temp use - BOH elevator |  | 6 | mo | 3500 | 21000 |  | 21000
| Temp protection |  | 2 | ls | 5000 | 10000 |  | 10000
0
| Wellness |  |  |  |  | 0
| Elevator 03 - FOH |  | 2 | stop |  | 0 | I
| Capacity - 4,000 # |  |  |  |  | 0 | I
| Speed - 200 FPM |  |  |  |  | 0 | I
| Double entry |  |  |  |  | 0 | I
| Cab Finishes |  |  |  |  | 0 | I
| Jamb Finish - MT-101 on ID drawings |  |  |  |  | 0 |  | 2500
| Elevator 04 - BOH (freight?) |  | 2 | stop |  | 0 | I
| Capacity - 4,000 # |  |  |  |  | 0 | I
| Speed - 150 FPM |  |  |  |  | 0 | I
| Single entry |  |  |  |  | 0 | I
| Cab Finishes |  |  |  |  | 0 | I
| Jamb Finish - MT-05 on ID drawings |  |  |  |  | 0 |  | 2500
| Elevator 05 - BOH (freight?) |  | 3 | stop |  | 0 | I
| Capacity - 4,000 # |  |  |  |  | 0 | I
| Speed - 150 FPM |  |  |  |  | 0 | I
| Double entry |  |  |  |  | 0 | I
| Cab Finishes |  |  |  |  | 0 | I
| Jamb Finish - MT-101 on ID drawings |  |  |  |  | 0 |  | 2500
0
| Block out & infill for cab installation |  | 3 | ea | 5000 | 15000 |  | 15000
| Pit Access Ladders |  | 3 | ea | 2500 | 7500 |  | 7500
| Temp use - on time cost - BOH elevator |  | 2 | ea | 4500 | 9000 |  | 9000
| Temp use - BOH elevator |  | 6 | mo | 3500 | 21000 |  | 21000
| Temp protection |  | 3 | ea | 5000 | 15000 |  | 15000
0
| Current code emergency communications system - data cable to each controler |  | 5 | ea | 1500 | 7500 |  | 7500
0
Allowance | FOH Cab finishes - ID-6.90 - details vague , assume for FOH cabs only |  | 3 | EA | 25000 | 75000 |  | 75000
0
| Temp generator for inspections |  | 2 | mo | 5000 | 10000 |  | 10000
| Fuel Cell |  | 2 | mo | 500 | 1000 |  | 1000
| Fuel & add mixture |  | 2 | mo | 4000 | 8000 |  | 8000
0
| SUBTOTAL Base Bid |  |  |  |  | 224000 |  | 1230500 |  | 0 |  | 0 |  | 0 |  | 0 |  | 0
| BOND RATE | [7 empty] | 0% |  | 0% |  | 0% |  | 0% |  | 0%
| BOND AMOUNT |  |  |  |  | 0 |  | 0 |  | 0 |  | 0 |  | 0 |  | 0 |  | 0
| ADJUSTED TOTAL |  |  |  |  | 224000 |  | 1230500 |  | 0 |  | 0 |  | 0 |  | 0 |  | 0
| Cost per SF |  |  |  |  | 0 |  | 0 |  | 0 |  | 0 |  | 0 |  | 0 |  | 0
QUALIFICATIONS
EXCLUSIONS/OWNER PROVIDED ITEMS:
ALTERNATES:
PROPOSED VE (Provide Clear Description):
FULLY LOADED LABOR RATES
Laborer
Mechanic
Superintendent
Project Manager
SCHEDULE
Prepared shop drawings/submittals
Mobilization
Total duration to complete scope of work
Winner
Company
Contact
Phone
Email
Base Bid | 1230500
Need Prequalification
Prequalified

## 14 91 Linen Chute
Hedrick Plug
[5 empty] | X | Excluded
[5 empty] | I | Included
| BACK TO SUMMARY SHEET |  |  |  |  | Sub Add/Deduct
Project: | Atlantic Fields Club Core |  |  |  |  | Company | Wilkinson Hi-Rise
Trade: | Elevators |  |  |  |  | Contact | Kareem Bayram
CSI Code: | Linen Chute |  |  |  |  | Phone | (954) 225-3661
Date: | [5 empty] | Email | kbayram@whrise.com
[6 empty] | Adjusted Bid | 42026 |  | 0 |  | 0 |  | 0 |  | 0 |  | 0
BID DOCUMENTS: |  | Plan/ Spec. Package | QTY | U/M | Unit Cost | Subtotal | Yes/No | Price | Yes/No | Price | Yes/No | Price | Yes/No | Price | Yes/No | Price | Yes/No | Price
GENERAL INCLUSIONS
INCLUDES ALL SALES TAX
ALL HOISTING & RIGGING REQUIRED TO COMPLETE THIS SCOPE
PROVIDE P&P BONDS
FLORIDA STATE CONTRACTORS LIC.
GENERAL LIABILITY AND WORKERS COMP. INSURANCE LIMITS
STATE AND LOCAL TAXES
SPECIFIC TRADE SCOPE OF WORK REQUIREMENTS
BASE BID
| Club Core |  |  |  |  | 0 |  | 42026 |  | 0 |  | 0 |  | 0 |  | 0 |  | 0
| Linen Chute #1 - 2 levels |  |  |  |  | 0 |  | 12568
| Linen Chute #2 - 3 levels |  |  |  |  | 0 |  | 14729
| Linen Chute #3 - 3 levels |  |  |  |  | 0 |  | 14729
[6 empty] | 0 |  | 0
| CHUTE TO BE 24" DIAMETER AND FABRICATED OF 16 GA. ALUMINIZED STEEL |  |  |  |  | 0 | I | 0
| Intake: 18" WIDE X 18" HIGH, SIDE HINGED HAND OPERATED SELF CLOSING, STAINLESS DOOR W/ SATIN FINISH AND STEEL ANGLE FRAME, "B" LABEL, 1-1/2 HOUR, 250° F, 30 MIN. TEMP. RISE WITH POSITIVE LATCHING KEY CYLINDER LOCKING T-HANDLE. |  |  |  |  | 0 | I | 0
| Hopper Discharge w/Pedistal: 24" WIDE X 30" HIGH, VERTICAL HOPPER TYPE, "B" LABEL CONSTRUTION. HELD OPEN WITH 165° FUSIBLE LINK. COMPLETE WITH 1 1/2" SQ. SUPPORT PEDESTAL. |  |  |  |  | 0 | I | 0
| Vent: FULL DIAMETER VENT WITH METAL SAFETY CAP AND FLASHING |  |  |  |  | 0 | I | 0
| Sprinkler Heads: AUTOMATIC 155° BRASS 1/2" IPS SPRINKLER HEADS LOCTED ABOVE TOP INTAKE AND ALTERNATE INTAKES WITH MANDATORY SPRINKLER LOCATED AT LOWEST SERVICE LEVEL, READY FOR CONNECTION BY OTHERS. |  |  |  |  | 0 | I | 0
| Flushing Head: BRASS 1/2" IPS FLUSHING SPRAY HEAD LOCATED ABOVE TOP INTAKE. READY FOR CONNECTION BY OTHERS. |  |  |  |  | 0 | I | 0
| Chute Supports: FABRICATED FROM 1-1/2" X 1-1/2" X 3/16" STEEL ANGLE |  |  |  |  | 0 | I | 0
[6 empty] | 0 |  | 0
[6 empty] | 0 |  | 0
[6 empty] | 0 |  | 0
[6 empty] | 0 |  | 0
[6 empty] | 0 |  | 0
[6 empty] | 0 |  | 0
[6 empty] | 0 |  | 0
[6 empty] | 0 |  | 0
[6 empty] | 0 |  | 0
[6 empty] | 0 |  | 0
[6 empty] | 0 |  | 0
[6 empty] | 0 |  | 0
[6 empty] | 0 |  | 0
[6 empty] | 0 |  | 0
[6 empty] | 0 |  | 0
[6 empty] | 0 |  | 0
[6 empty] | 0 |  | 0
| SUBTOTAL Base Bid |  |  |  |  | 0 |  | 42026 |  | 0 |  | 0 |  | 0 |  | 0 |  | 0
| BOND RATE | [7 empty] | 0% |  | 0% |  | 0% |  | 0% |  | 0%
| BOND AMOUNT |  |  |  |  | 0 |  | 0 |  | 0 |  | 0 |  | 0 |  | 0 |  | 0
| ADJUSTED TOTAL |  |  |  |  | 0 |  | 42026 |  | 0 |  | 0 |  | 0 |  | 0 |  | 0
| Cost per SF |  |  |  |  | 0 |  | 0.48786 |  | 0 |  | 0 |  | 0 |  | 0 |  | 0
QUALIFICATIONS
EXCLUSIONS/OWNER PROVIDED ITEMS:
ALTERNATES:
PROPOSED VE (Provide Clear Description):
FULLY LOADED LABOR RATES
Laborer
Mechanic
Superintendent
Project Manager
SCHEDULE
Prepared shop drawings/submittals
Mobilization
Total duration to complete scope of work
Winner
Company
Contact
Phone
Email
Base Bid | 42026
Need Prequalification
Prequalified

## 21 13 Fire Protection
Hedrick Plug
[5 empty] | X | Excluded
[5 empty] | I | Included
| BACK TO SUMMARY SHEET |  |  |  |  | Sub Add/Deduct
Project: | Atlantic Fields Club Core |  |  |  |  | Company | Century |  | Millbrook |  | Pye-Barker |  | Summit
Trade: | Fire Protection |  |  |  |  | Contact | Dennisse Collazo |  | Carl Cortiza |  | Graham Cullenberg |  | Ryan Lee
CSI Code: | 21 13 00 |  |  |  |  | Phone | (470) 925-3427 |  | (561) 788-7533 |  | (772) 678-9781 |  | (772) 834-1266
Date: | [5 empty] | Email | dennisse.collazo@centuryfp.com |  | Ccortiza@millbrookfireprotection.com |  | Graham@tlcfireandsecurity.com |  | rlee1@SummitFireSecurity.com
[6 empty] | Adjusted Bid | 319000 |  | 323173 |  | 345000 |  | 376500 |  | 0 |  | 0
BID DOCUMENTS: |  | Plan/ Spec. Package | QTY | U/M | Unit Cost | Subtotal | Yes/No | Price | Yes/No | Price | Yes/No | Price | Yes/No | Price | Yes/No | Price | Yes/No | Price
GENERAL INCLUSIONS
INCLUDES ALL SALES TAX
ALL HOISTING & RIGGING REQUIRED TO COMPLETE THIS SCOPE
PROVIDE P&P BONDS
FLORIDA STATE CONTRACTORS LIC.
GENERAL LIABILITY AND WORKERS COMP. INSURANCE LIMITS
STATE AND LOCAL TAXES
SPECIFIC TRADE SCOPE OF WORK REQUIREMENTS
BASE BID
| Club Core |  |  |  |  | 0 |  | 319000 |  | 323173 |  | 345000 |  | 376500 |  | 0 |  | 0
| Base Bid |  |  |  |  | 0 |  | 304000 |  | 318173 |  | 340000 |  | 371500
| Start at 1'-0" AAF at flange location shown on plans. |  |  |  |  | 0
| Automatic fire sprinkler risers |  |  |  |  | 0
| Automatic fire sprinkler system |  |  |  |  | 0
| Ordinary Hazard - 1 |  |  |  |  | 0
| Light hazard |  |  |  |  | 0
| Laundry chute risers - sprinkler connection to top of linen chutes |  | 3 | ea |  | 0 | I |  | I |  | I |  | I
| Heads as specified per area |  |  |  |  | 0
0
| RFI Response: |  |  |  |  | 0
| - AV Rooms are calling out OH-I. Do these areas need to be sprinkled or does the contractor need to include a gas system? The intent is to provide wet sprinkler inside all rooms including AV rooms. |  |  |  |  | 0
0
| General: |  |  |  |  | 0
| engineering / shop drawings |  |  |  |  | 0 | I
| permit fees |  |  |  |  | 0 | I
| riser start - 1'-0" AFF |  |  |  |  | 0
| specified heads |  |  |  |  | 0
| FOH - concealed |  |  |  |  | 0 | I
| BOH - recessed |  |  |  |  | 0 | I
| Exposed - upright |  |  |  |  | 0 | I
| schedule 10 black steel / schedule 40 black steel / galvanized |  |  |  |  | 0 | I | galvanized
0
| BIM |  | 1 | ls | 5000 | 5000 | X | 5000 | X | 5000 | X | 5000 | X | 5000
0
| Misc |  |  |  |  | 0 |  | 10000
0
| Dock Bar |  |  |  |  | 0
| TYPE VB, NON-SPRINKLED |  |  |  |  | 0
0
| Spa Pods |  |  |  |  | 0
| TYPE VB, NON-SPRINKLED |  |  |  |  | 0
0
0
| SUBTOTAL Base Bid |  |  |  |  | 5000 |  | 319000 |  | 323173 |  | 345000 |  | 376500 |  | 0 |  | 0
| BOND RATE | [5 empty] | 0% |  | 0% |  | 0% |  | 0% |  | 0% |  | 0%
| BOND AMOUNT |  |  |  |  | 0 |  | 0 |  | 0 |  | 0 |  | 0 |  | 0 |  | 0
| ADJUSTED TOTAL |  |  |  |  | 5000 |  | 319000 |  | 323173 |  | 345000 |  | 376500 |  | 0 |  | 0
| Cost per SF |  |  |  |  | 0 |  | 0 |  | 0 |  | 0 |  | 0 |  | 0 |  | 0
QUALIFICATIONS
EXCLUSIONS/OWNER PROVIDED ITEMS:
ALTERNATES:
PROPOSED VE (Provide Clear Description):
FULLY LOADED LABOR RATES
Laborer
Mechanic
Superintendent
Project Manager
SCHEDULE
Prepared shop drawings/submittals
Mobilization
Total duration to complete scope of work
Winner
Company
Contact
Phone
Email
Base Bid | 319000
Need Prequalification
Prequalified

## 22 00 Plumbing
Hedrick Plug
[5 empty] | X | Excluded
[5 empty] | I | Included
| BACK TO SUMMARY SHEET |  |  |  |  | Sub Add/Deduct
Project: | Atlantic Fields Club Core |  |  |  |  | Company | Medic Air Systems |  | Anchor Mechanical |  | Ameri-Tech Plumbing |  | KCL Plumbing |  | The Severen Goup
Trade: | Plumbing |  |  |  |  | Contact | Cale Janssen |  | Justin Pease |  | Jean Rizo |  | Kevin Lesiak |  | Erin Potts
CSI Code: | 22 00 00 |  |  |  |  | Phone | (386) 760-2356 |  | (561) 310-1946 |  | (561) 410-4364 |  | (561) 318-5621 |  | (240) 994-5733
Date: | [5 empty] | Email | cjanssen@medicairsystems.com |  | jpease@anchormechanical.com |  | jrizo@ameritechplumbing.com |  | KCLplumbing@gmail.com |  | epotts@theseverngroup.com
[6 empty] | Adjusted Bid | 3987100 |  | 4049025 |  | 4251235 |  | 66000 |  | 3727607 |  | 66000
BID DOCUMENTS: |  | Plan/ Spec. Package | QTY | U/M | Unit Cost | Subtotal | Yes/No | Price | Yes/No | Price | Yes/No | Price | Yes/No | Price | Yes/No | Price | Yes/No | Price
GENERAL INCLUSIONS
INCLUDES ALL SALES TAX
ALL HOISTING & RIGGING REQUIRED TO COMPLETE THIS SCOPE
PROVIDE P&P BONDS
FLORIDA STATE CONTRACTORS LIC.
GENERAL LIABILITY AND WORKERS COMP. INSURANCE LIMITS
STATE AND LOCAL TAXES
SPECIFIC TRADE SCOPE OF WORK REQUIREMENTS
BASE BID
BUDGET
| Club Core |  |  |  |  | 0 |  | 3758478 |  | 3506940 |  | 3995534.92 |  | 66000 |  | 2519276 |  | 66000
| Base Bid |  |  |  |  | 0 |  | 1792478 |  | 3440940 |  | 3929534.92 |  |  |  | 2453276
| Fixtures |  |  |  |  | 0 |  |  | I
| CO-2 Cleanout |  | 3 | ea |  | 0
| CO-3 Cleanout |  | 17 | ea |  | 0
| DF-1 Drinking Fountain |  | 3 | ea |  | 0
| ET-1 Expansion Tank |  | 1 | ea |  | 0
| FD-1 - Floor Drain |  | 40 | ea |  | 0
| FS-1 - Floor Sink |  | 39 | ea |  | 0
| GI-1 Grease Interceptor 1500 gal |  | 1 | ea |  | 0
| L-1 - Lavatory |  | 14 | ea |  | 0
| L-2 - Lavatory |  | 33 | ea |  | 0
| L-2 - Lavatory Treatment Rooms |  | 4 | ea |  | 0
| MS-1 Mop Sink |  | 2 | ea |  | 0
| MV-1 - Master Valve |  | 1 | ea |  | 0
| P-1 Booster Pump |  | 1 | ea |  | 0
| P-2 Circulating Pump |  | 4 | ea |  | 0
| PD-1 Roof Drain - Pedistal Pavers |  | 14 | ea |  | 0
| RD-1 Roof Drain |  | 34 | ea |  | 0
| RD-2 OverflowDrain |  | 2 | ea |  | 0
| S-1 Sink |  | 7 | ea |  | 0
| S-2 Sink |  | 4 | ea |  | 0
| SH-1 Shower |  | 10 | ea |  | 0
| SH-1 Shower Drain - Linear |  | 10 | ea |  | 0
| SI-1 Oil Sediment Interceptor |  | 1 | ea |  | 0
| SP-1 Sampling Port |  | 1 | ea |  | 0
| SSP - 1 Swin Suit Spinner Drain |  | 3 | ea |  | 0
| UR-1 Urinal |  | 5 | ea |  | 0
| WC-1 Water Closet |  | 32 | ea |  | 0
| WH-1 - Water heater |  | 4 | ea |  | 0
| WS-1 Water Softener |  | 1 | ea |  | 0
| xVTR Roof Vent |  | 11 | ea |  | 0
| All Kitchen plumbing connections - water / waste / vent |  |  |  |  | 0 |  |  | I
| Speakeasy Bar 011 |  |  |  |  | 0
| #10 ice machine |  | 1 | ea |  | 0
| #11 ice machine |  | 1 | ea |  | 0
| #15 sink |  | 1 | ea |  | 0
| Prep Kitchen W-023 |  |  |  |  | 0
| #43 work counter sink |  | 1 | ea |  | 0
| #48 ice machine |  | 1 | ea |  | 0
| #56 hand sink / eye wash |  | 1 | ea |  | 0
| #57 pot sink |  | 1 | ea |  | 0
| #59 dishwasher |  | 1 | ea |  | 0
| #70 ice machine |  | 1 | ea |  | 0
| Kitchen D-105 |  |  |  |  | 0
| #71 ice machine |  | 1 | ea |  | 0
| #73 ice machine |  | 1 | ea |  | 0
| #74 ice machine |  | 1 | ea |  | 0
| #76 mop sink cabinet |  | 1 | ea |  | 0
| #85 hand sink |  | 1 | ea |  | 0
| #90 work counter sink |  | 1 | ea |  | 0
| #112 2-deck combi-oven |  | 1 | ea |  | 0
| #114 fill faucet - water |  | 3 | ea |  | 0
| #118 work counter sink |  | 1 | ea |  | 0
| #135 pasta cooker |  | 1 | ea |  | 0
| #148 hose reel - water |  | 1 | ea |  | 0
| #155 chef's counter sinks |  | 1 | ea |  | 0
| #163 drawer hand sink |  | 2 | ea |  | 0
| #168 coffee brewer - water |  | 1 | ea |  | 0
| #171 espresso machine |  | 1 | ea |  | 0
| #172 tea brewer - water |  | 1 | ea |  | 0
| #175 ice/water station |  | 1 | ea |  | 0
| #181 scrap collector |  | 1 | ea |  | 0
| #182 hose reel - water |  | 1 | ea |  | 0
| #183 dishwasher |  | 1 | ea |  | 0
| #184 condensate hood - waste |  | 1 | ea |  | 0
| #187 hand sink / eye wash |  | 1 | ea |  | 0
| #188 pot sink |  | 1 | ea |  | 0
| Omakase D-103 |  |  |  |  | 0
| #197 drawer hand sink |  | 1 | ea |  | 0
| Entry Lounge D-100 |  |  |  |  | 0
| #210 beer tower - waste |  | 1 | ea |  | 0
| #218 cocktail station |  | 1 | ea |  | 0
| #219 glass washer |  | 1 | ea |  | 0
| #220 hand sink / trash |  | 1 | ea |  | 0
| #222 cocktail station |  | 1 | ea |  | 0
| Juice Bar F-102 / Prep / Storage F-101 |  |  |  |  | 0
| #226 ice machine |  | 1 | ea |  | 0
| #230 dishwasher |  | 1 | ea |  | 0
| #233 triple sink |  | 1 | ea |  | 0
| #235 hand sink / eye wash |  | 1 | ea |  | 0
| #236 drawer hand sink |  | 1 | ea |  | 0
| #244 undermount sink |  | 1 | ea |  | 0
| #246 ice bin - waste |  | 1 | ea |  | 0
| #251 coffee / espresso machine |  | 1 | ea |  | 0
| Prep Kitchen W-145 |  |  |  |  | 0
| #264 coffee / espresso machine |  | 1 | ea |  | 0
| #267 work counter with sink |  | 1 | ea |  | 0
| #268 hand sink |  | 1 | ea |  | 0
| #269 ice machine |  | 1 | ea |  | 0
| #270 ice machine |  | 1 | ea |  | 0
| #278 cocktail station |  | 2 | ea |  | 0
| #280 hand sink / s&t |  | 2 | ea |  | 0
| #285 glass washer |  | 2 | ea |  | 0
| Sky Bar D-205/ Bar Storage D-201 |  |  |  |  | 0
| #331 ice machine |  | 1 | ea |  | 0
| #332 ice machine |  | 1 | ea |  | 0
| #346 cocktail station |  | 1 | ea |  | 0
| #348 glass washer |  | 1 | ea |  | 0
| #349 hand sink / trash |  | 1 | ea |  | 0
| #350 cocktail station |  | 1 | ea |  | 0
0
| All Kitchen gas connections |  |  |  |  | 0 |  |  | I
| Kitchen D-105 |  |  |  |  | 0
| #115 open burner/oven - 1" |  | 1 | ea |  | 0
| #112 2-deck combi-oven - ?" |  | 1 | ea |  | 0
| #135 pasta cooker - 3/4" |  | 1 | ea |  | 0
| #136 2 burner / fench top / conv. oven - 3/4" |  | 1 | ea |  | 0
| #139 fryer - 1" |  | 1 | ea |  | 0
| #142 broiler - 3/4" |  | 1 | ea |  | 0
| #144 french hot top range - 3/4" |  | 1 | ea |  | 0
| #145 2 burner/ griddle / conv. Oven - 3/4" |  | 1 | ea |  | 0
| #147 2 burner / fench top / conv. oven - 3/4" |  | 1 | ea |  | 0
0
| Gas to (2) fireplaces. |  | 2 | ea |  | 0 |  |  | I
| Connection to linen chute flush heads - 3 locations |  | 3 | ea |  | 0 |  |  | I
0
Allowance | ID Manual plumbing fixtures - ID Manual and plumbing drawings fixture schedule are not coordinated |  | 1 | ls | 25000 | 25000 |  | 25000 |  | 25000 |  | 25000 |  | 25000 |  | 25000 |  | 25000
0
| RFI Responses: |  |  |  |  | 0
| - Domestic water feed and backflow preventer for CHW system - Domestic water feed to be 1.5" with backflow preventer and ball valves before and after backflow. |  |  |  |  | 0
| - For the purposes of bidding, Kitchen designer drawings should take precedence over any information shown on the plumbing drawings regarding kitchen equipment schedules. |  |  |  |  | 0
| - For the purposes of bidding, Interior Designer plumbing fixture selections should take precedence over any information shown on the plumbing drawings. |  |  |  |  | 0
0
allownace | Plumbing for Wellness spa rooms not shown on plumbing plans |  |  |  |  | 31000 |  | 31000 |  | 31000 |  | 31000 |  | 31000 |  | 31000 |  | 31000
| Steam W-134 |  |  |  |  | 0
| floor drain connection at unit |  | 1 | ea | 1500 | 1500
| 1/2" water conneection at unit |  | 1 | ea | 1500 | 1500
| 1-1/2" copper insulated from unit to Steam Equip W-016 |  | 1 | ea | 3500 | 3500
| 2" drain pipe from steam unit to floor sink in Steam Equip W-016 |  | 1 | ea | 2500 | 2500
| floor sink in Steam Equip W-016 |  | 1 | ea | 3500 | 3500
| Steam W-107 |  |  |  |  | 0
| floor drain connection at unit |  | 1 | ea | 1500 | 1500
| 1/2" water conneection at unit |  | 1 | ea | 1500 | 1500
| 1-1/2" copper insulated from unit to Steam W-115 |  | 1 | ea | 3500 | 3500
| 2" drain pipe from steam unit to floor sink in Steam W-115 |  | 1 | ea | 2500 | 2500
| floor sink in Steam W-115 |  | 1 | ea | 3500 | 3500
| Snow |  |  |  |  | 0
| floor drain connection at unit |  | 1 | ea | 1500 | 1500
| Hammam |  |  |  |  | 0
| floor drain connection at unit |  | 2 | ea | 1500 | 3000
| 1/2" water connection at unit |  | 1 | ea | 1500 | 1500
0
Allowance | Laundry Equipment - plumbing - drawings incomplete |  | 1 | ls | 5000 | 5000 |  | 5000 |  | 5000 |  | 5000 |  | 5000 |  | 5000 |  | 5000
0
| BIM |  | 1 | ls | 5000 | 5000 |  | 5000 |  | 5000 |  | 5000 |  | 5000 |  | 5000 |  | 5000
| RFI Responses issued 02.03.25 |  |  |  |  | 0 |  |  | I
| RFI Responses issued 02.20.25 |  |  |  |  | 0 |  |  | I
| Addendum #1 - issued 03.10.25 |  |  |  |  | 0 |  | 1900000 | I
0
| Dock Bar |  |  |  |  | 0 |  | 140000 |  | 263500 |  | 144567.81 |  | 0 |  | 704165 |  | 0
| Base Bid |  |  |  |  | 0 |  | 140000 |  | 263500 |  | 144567.81 |  |  |  | 704165
| Fixtures |  |  |  |  | 0 |  |  | I
| EWH-1 |  | 1 | ea |  | 0
| FD-1 - Floor Drain |  | 6 | ea |  | 0
| FS-1 - Floor Sink |  | 7 | ea |  | 0
| GI-1 Grease Interceptor 1500 gal |  | 1 | ea |  | 0
| L-2 - Lavatory |  | 4 | ea |  | 0
| P-2 Circulating Pump |  | 1 | ea |  | 0
| UR-1 Urinal |  | 1 | ea |  | 0
| WC-1 Water Closet |  | 3 | ea |  | 0
| Duplex Ejector System |  | 1 | ea |  | 0
| All Kitchen plumbing connections - water / waste / vent |  |  |  |  | 0 |  |  | I
| Dock Bar & Patio DB-100 / Kitchen DB-101 |  |  |  |  | 0
| #296 ice machine |  | 1 | ea |  | 0
| #303 hand sink / eye wash |  | 1 | ea |  | 0
| #304 work counter with sink |  | 1 | ea |  | 0
| #307 utensil sink |  | 1 | ea |  | 0
| #310 mop sink cabinet |  | 1 | ea |  | 0
| #312 cocktail station |  | 1 | ea |  | 0
| #315 hand sink / trash |  | 1 | ea |  | 0
| #316 glass washer |  | 1 | ea |  | 0
| #317 cocktail station |  | 1 | ea |  | 0
| #319 beer tower - waste |  | 1 | ea |  | 0
0
| Spa Pods |  |  |  |  | 0 |  | 88622 |  | 278585 |  | 111132.27 |  | 0 |  | 504166 |  | 0
| Base Bid |  |  |  |  | 0 |  | 88622 |  | 278585 |  | 111132.27 |  |  |  | 504165
| Fixtures |  |  |  |  | 0 |  |  | I
| L-1 lavatory |  | 5 | ea | 3500 | 17500
| S-1 sink |  | 8 | ea | 3500 | 28000
| SH-2 shower |  | 2 | ea | 3500 | 7000
| WC-1 Water Closet |  | 7 | ea | 3500 | 24500
| WH-1 - Water heater |  | 13 | ea | 2000 | 26000
| WH-2 - Water heater |  | 2 | ea | 2000 | 4000
0
| General: |  |  |  |  | 0
| Sewer, waste, vent, etc. pipe |  |  |  |  | 0
| Sewer, waste, above ground pipe |  |  |  |  | 0
| Water pipes above ground pipe |  |  |  |  | 0
| Water pipes below ground pipe |  |  |  |  | 0
| Condensate above ground pipe - final connection by HVAC |  |  |  |  | 0
| Storm above ground pipe |  |  |  |  | 0
| Storm below ground pipe |  |  |  |  | 0
| Gas piping to be black iron |  |  |  |  | 0
| Sewer to five feet out. |  |  |  |  | 0
| Water to five feet out. |  |  |  |  | 0
| Insulation on all hot water and hot recirculation. |  |  |  |  | 0
| Standard excavation, backfill, compaction, rough grade. |  |  |  |  | 0
| Fire stop. |  |  |  |  | 0
| Handicap wraps. |  |  |  |  | 0
| Trap primers. |  |  |  |  | 0
| Shock arrestors. |  |  |  |  | 0
0
| RFI Responses issued 02.03.25 |  |  |  |  | 0
| RFI Responses issued 02.20.25 |  |  |  |  | 0
| Addendum #1 - issued 03.10.25 |  |  |  |  | 0
1
| SUBTOTAL Base Bid |  |  |  |  | 204000 |  | 3987100 |  | 4049025 |  | 4251235 |  | 66000 |  | 3727607 |  | 66000
| BOND RATE | [5 empty] | 0% |  | 0% |  | 0% |  | 0% |  | 0% |  | 0%
| BOND AMOUNT |  |  |  |  | 0 |  | 0 |  | 0 |  | 0 |  | 0 |  | 0 |  | 0
| ADJUSTED TOTAL |  |  |  |  | 204000 |  | 3987100 |  | 4049025 |  | 4251235 |  | 66000 |  | 3727607 |  | 66000
| Cost per SF |  |  |  |  | 0 |  | 0 |  | 0 |  | 0 |  | 0 |  | 0 |  | 0
QUALIFICATIONS
EXCLUSIONS/OWNER PROVIDED ITEMS:
ALTERNATES:
PROPOSED VE (Provide Clear Description):
FULLY LOADED LABOR RATES
Laborer
Mechanic
Superintendent
Project Manager
SCHEDULE
Prepared shop drawings/submittals
Mobilization
Total duration to complete scope of work
Winner | [5 empty] | proposal |  | 2021100 |  | 3983025 |  | 4185235 |  |  |  | 3661607
Company
Contact | [5 empty] | allowance |  | 61000 |  | 61000 |  | 61000 |  | 61000 |  | 61000
Phone | [5 empty] | plugs |  | 1905000 |  | 5000 |  | 5000 |  | 5000 |  | 5000
Email | [5 empty] | remove
Base Bid | 3987100 |  |  |  |  | add
[6 empty] | total |  | 3987100 |  | 4049025 |  | 4251235 |  | 66000 |  | 3727607
| Need Prequalification |  |  |  |  | total above |  | 3987100 |  | 4049025 |  | 4251235 |  | 66000 |  | 3727607
| Prequalified |  |  |  |  | delta |  | 0 |  | 0 |  | 0 |  | 0 |  | 0
[8 empty] | 1769556 | [7 empty] | 2453276
[8 empty] | 140000 | [7 empty] | 704165
[8 empty] | 88622 | [7 empty] | 504165
[8 empty] | 1998178 | [7 empty] | 3661606

## 23 00 HVAC
Hedrick Plug
[5 empty] | X | Excluded
[5 empty] | I | Included
| BACK TO SUMMARY SHEET |  |  |  |  | Sub Add/Deduct
Project: | Atlantic Fields Club Core |  |  |  |  | Company | Mechanicool Inc. |  | Everest Mechanical |  | Coastal Florida Mech |  | Florida Mechanical |  | Medic Air Systems |  | Anchor Mechanical
Trade: | HVAC |  |  |  |  | Contact | Joe Joyce |  | Robert Gliniewicz |  | Jessi Kanov |  | Dave Kennedy |  | Cale Janssen |  | Rich Lanfair
CSI Code: | 23 00 00 |  |  |  |  | Phone | (954) 821-1015 |  | (630) 768-6562 |  | (561) 789-8173 |  | (561) 722-9794 |  | (386) 760-2356 |  | (561) 329-2006
Date: | [5 empty] | Email | jmj@mechanicoolfl.com |  | RGliniewicz@everestmech.com |  | jkanov@coastalfloridamechanical.com |  | estimating@flamech.com |  | cjanssen@medicairsystems.com |  | rlanfair@anchormechanical.com
[6 empty] | Adjusted Bid | 5269684 |  | 5438253 |  | 5483200 |  | 6226200 |  | 6928400 |  | 7250559
BID DOCUMENTS: |  | Plan/ Spec. Package | QTY | U/M | Unit Cost | Subtotal | Yes/No | Price | Yes/No | Price | Yes/No | Price | Yes/No | Price | Yes/No | Price | Yes/No | Price
GENERAL INCLUSIONS
INCLUDES ALL SALES TAX
ALL HOISTING & RIGGING REQUIRED TO COMPLETE THIS SCOPE
PROVIDE P&P BONDS
FLORIDA STATE CONTRACTORS LIC.
GENERAL LIABILITY AND WORKERS COMP. INSURANCE LIMITS
STATE AND LOCAL TAXES
SPECIFIC TRADE SCOPE OF WORK REQUIREMENTS
BASE BID
| Club Core | [6 empty] | 4652684 |  | 5022503 |  | 5059800 |  | 5741200 |  | 6923400 |  | 6691220
| Base Bid |  | 86144 | sf | 55 | 4737920 |  | 4505684 |  | 4875503 |  | 4855800 |  | 5537200 |  | 6739400 |  | 6652220
| Air Cooled Chillers |  |  |  |  | 0 | I |  | I |  | I |  | I |  | I |  | I
| CH-1 - 310 ton |  | 1 | ea |  | 0
| CH-1 - 310 ton |  | 1 | ea |  | 0
| Chilled Water Pumps |  |  |  |  | 0 | I |  | I |  | I |  | I |  | I |  | I
| CHWSP |  | 4 | ea |  | 0
| Chilled Water Pump VFD |  |  |  |  | 0 | I |  | I |  | I |  | I |  | I |  | I
| CHWSP |  | 4 | ea |  | 0
| Chilled Water Air Handling Unit |  |  |  |  | 0 | I |  | I |  | I |  | I |  | I |  | I
| AHU-D0-1 |  | 1 | ea |  | 0 | I |  | I |  | I |  | I |  | I |  | I
| AHU-D0-2 |  | 1 | ea |  | 0 | I |  | I |  | I |  | I |  | I |  | I
| AHU-D1-1 |  | 1 | ea |  | 0 | I |  | I |  | I |  | I |  | I |  | I
| AHU-D1-2 |  | 1 | ea |  | 0 | I |  | I |  | I |  | I |  | I |  | I
| AHU-D1-3 |  | 1 | ea |  | 0 | I |  | I |  | I |  | I |  | I |  | I
| AHU-D2-1 |  | 1 | ea |  | 0 | I |  | I |  | I |  | I |  | I |  | I
| AHU-D2-2 |  | 1 | ea |  | 0 | I |  | I |  | I |  | I |  | I |  | I
| AHU-F0-1 |  | 1 | ea |  | 0 | I |  | I |  | I |  | I |  | I |  | I
| AHU-F1-1 |  | 1 | ea |  | 0 | I |  | I |  | I |  | I |  | I |  | I
| AHU-F1-2 |  | 1 | ea |  | 0 | I |  | I |  | I |  | I |  | I |  | I
| AHU-W0-1 |  | 1 | ea |  | 0 | I |  | I |  | I |  | I |  | I |  | I
| AHU-W0-2 |  | 1 | ea |  | 0 | I |  | I |  | I |  | I |  | I |  | I
| AHU-W0-3 |  | 1 | ea |  | 0 | I |  | I |  | I |  | I |  | I |  | I
| AHU-W0-4 |  | 1 | ea |  | 0 | I |  | I |  | I |  | I |  | I |  | I
| AHU-W1-1 |  | 1 | ea |  | 0 | I |  | I |  | I |  | I |  | I |  | I
| AHU-W1-2 |  | 1 | ea |  | 0 | I |  | I |  | I |  | I |  | I |  | I
| AHU-W1-3 |  | 1 | ea |  | 0 | I |  | I |  | I |  | I |  | I |  | I
| AHU-W2-1 |  | 1 | ea |  | 0 | I |  | I |  | I |  | I |  | I |  | I
| AHU-W2-2 |  | 1 | ea |  | 0 | I |  | I |  | I |  | I |  | I |  | I
| AHU-W2-3 |  | 1 | ea |  | 0 | I |  | I |  | I |  | I |  | I |  | I
| AHU-W2-4 |  | 1 | ea |  | 0 | I |  | I |  | I |  | I |  | I |  | I
| Cooling Coil epoxy E-Coat |  | 1 | ls |  | 0 | I |  | I |  | I |  | I |  | I |  | I
| Chilled Water Fan Coil Units |  |  |  |  | 0 | I |  | I |  | I |  | I |  | I |  | I
| FCU-D0-1 |  | 1 | ea |  | 0 | [10 empty] | I
| FCU-D2-1 |  | 1 | ea |  | 0 | [10 empty] | I
| FCU-F0-1 |  | 1 | ea |  | 0 | [10 empty] | I
| FCU-W0-1 |  | 1 | ea |  | 0 | [10 empty] | I
| FCU-W2-1 |  | 1 | ea |  | 0 | [10 empty] | I
| Outside Air System Units - Captiveaire - suuply and install |  |  |  |  | 0 | I |  | I |  |  | 20000 | X | 20000 | I |  | I
| DOAS-1 |  | 1 | ea |  | 0 | [10 empty] | I
| DOAS-2 |  | 1 | ea |  | 0 | [10 empty] | I
| Kitchen Exhaust Fans - Captiveaire - suuply and install |  |  |  |  | 0 | I |  | I |  |  | 30000 | X | 30000 |  | 30000 | I
| KEF-1 |  | 1 | ea |  | 0
| KEF-2 |  | 1 | ea |  | 0
| KEF-3 |  | 1 | ea |  | 0
| KEF-4 |  | 1 | ea |  | 0
| KEF-5 |  | 1 | ea |  | 0
| DEF-1 |  | 1 | ea |  | 0
| Exhaust Fans |  |  |  |  | 0 | I |  | I |  | I |  | I |  | I |  | I
| EF-DX-X |  | 3 | ea |  | 0
| EF-FX-X |  | 3 | ea |  | 0
| EF-WX-X |  | 9 | ea |  | 0
| SF-WX-X |  | 1 | ea |  | 0
| Vav Terminal Units |  | 38 | ea |  | 0 | I |  | I |  | I |  | I |  | I |  | I
| Air Devices Type A - FF - grills & linears |  | 1 | ls |  | 0 | I |  | I |  | I |  | I |  | I |  | I
| Air Cleaning Modules - enVerid Systems |  |  |  |  | 0 | I |  | I |  | I |  | I |  |  |  | I
| 350 CFM |  | 1 | ea |  | 0
| 355 CFM |  | 4 | ea |  | 0
| 1000 CFM |  | 1 | ea |  | 0
0
| Install smoke detectors provided by others |  |  |  |  | 0 | I |  | I |  | I | [5 empty] | I
| Chilled water piping & insulation |  |  |  |  | 0 | I |  | I |  | I |  | I |  | I |  | I
| Louvers |  | 11 | ea |  | 0 | I |  | I |  | I | [5 empty] | I
| Fire Dampers |  |  | ea |  | 0 | I |  | I | [5 empty] | I |  | I
| Smoke Fire Dampers |  |  | ea |  | 0 | I |  | I |  | I |  |  |  | I |  | I
| Trane Controls |  | 1 | ls |  | 0 | I |  | I |  | I |  | I |  | I |  | I
0
| Kitchen hoods installation |  | 1 | ls |  | 0 | X | BY KE SUB | X | BY KE SUB | X |  | X | BY KE SUB | X |  | X | BY KE SUB
| Kitchen hood fire system installation |  | 1 | ls |  | 0 | X | BY KE SUB | X | BY KE SUB | X |  | X | BY KE SUB | X |  | X | BY KE SUB
| Welded kitchen exhaust duct |  |  |  |  | 0 | I |  | I |  |  |  | X |  |  |  | I
0
| Dining mech yard |  |  |  |  | 0
| mechanical equipment racks/supports |  | 1 | ls |  | 0
| chiller supports - steel dunnage - additional supports on structural frame |  | 1 | ls | 5000 | 5000 |  | 5000 |  | 5000 |  | 5000 |  | 5000 |  | 5000 |  | 5000
| pipe curbs |  | 1 | ls |  | 0
0
| HVAC conc housekeeping pads |  | 26 | ea | 750 | 19500 | X | 19500 | X | 19500 | X | 19500 | X | 19500 | X | 19500 | x | 19500
0
0
| RFI Response: |  |  |  |  | 0
| - Hoods (Streivor) and fire suppression are to be supplied by the food service consultant and installed by the kitchen equipment subcontractor. | [5 empty] | X |  | X |  | X |  | X |  | X |  | X
| - All exhaust fans, DOAS units, ductwork, and insulation to be provided and installed by the mechanical subcontractor. |  |  |  |  | 0 | I |  | I | [5 empty] | I |  | I
| - Basis of design for controls is Trane. Alternates for controls must be compatible and able to communicate with all equipment specified and must be approved by the mechanical engineer. |  |  |  |  | 0 | I |  | I | [7 empty] | I
| - HDPE is an acceptable material for any underground CHW piping, all above ground CHW piping must be insulated black steel or type "L" copper as specified on sheet M002.00. |  |  |  |  | 0 | I |  | I | [7 empty] | I
| - All exposed insulated ductwork exterior to building shall be insulated with 2" thick rigid Ductboard and finished with Venture Tape Venture Clad 1577CW jacketing system (R-8.0 minimum). All exposed insulated ductwork interior to the building shall be insulated with 1.5" thick rigid Ductboard with either FSK facing or Venture Tape Venture Clad 1577CW jacketing system (R-6.0 minimum). |  |  |  |  | 0 | I |  | I | [7 empty] | I
| - Copper press fit fittings are acceptable in lieu of soldered joints. |  |  |  |  | 0 | I |  | I | [7 empty] | I
0
| HVAC connections to Wellness spa units: |  | 14 | es | 500 | 7000 | I |  | I |  |  | 7000 |  | 7000 |  | 7000 |  | 7000
| W-106 Sauna |  |  |  |  | 0
| Supply Air Duct to be brought to Supply Air Connection |  |  |  |  | 0 | I |  | I
| Exhaust Duct to be brought to Exhaust Connection |  |  |  |  | 0 | I |  | I
| W-133 Sauna |  |  |  |  | 0
| Supply Air Duct to be brought to Supply Air Connection |  |  |  |  | 0 | I |  | I
| Exhaust Duct to be brought to Exhaust Connection |  |  |  |  | 0 | I |  | I
| W-107 Steam - final connections |  |  |  |  | 0
| 4" Supply Air to Steam Inlet Mixing plenum from Supply air fan |  |  |  |  | 0 | I |  | I
| Exhaust Grille outside Steam Room door |  |  |  |  | 0 | I |  | I
| Exhaust Duct to be brought to Exhaust Connection |  |  |  |  | 0 | I |  | I
| W-134 Steam - final connections |  |  |  |  | 0
| 4" Supply Air to Steam Inlet Mixing plenum from Supply air fan |  |  |  |  | 0 | I |  | I
| Exhaust Grille outside Steam Room door |  |  |  |  | 0 | I |  | I
| Exhaust Duct to be brought to Exhaust Connection |  |  |  |  | 0 | I |  | I
| W-208 Hammam |  |  |  |  | 0
| 4" Supply Air to Supply Air Slot |  |  |  |  | 0 | I |  | I
| 6" Exhaust Duct to be brought to Exhaust Connection |  |  |  |  | 0 | I |  | I
| W-211 IR Sauna |  |  |  |  | 0
| 6" Supply Air Duct to be brought to Supply Air Connection |  |  |  |  | 0 | I |  | I
| 6" Exhaust Duct to be brought to Exhaust Connection |  |  |  |  | 0 | I |  | I
| W-212 Snow |  |  |  |  | 0
allowance | Cooling options for Snow Room - see sheet 16 of Spa Model plans - no options shown on HVAC plans for providing service |  | 1 | ls | 7500 | 7500 |  | 7500 |  | 7500 |  | 7500 |  | 7500 |  | 7500 |  | 7500
0
| Temp Cooling |  | 1 | ls | 115000 | 115000 |  | 115000 |  | 115000 |  | 115000 |  | 115000 |  | 115000
0
| Dock Bar |  |  |  |  | 0 |  | 54504 |  | 82500 |  | 79500 |  | 80000 |  | 0 |  | 99339
| Base Bid |  |  |  |  | 0 |  | 54504 |  | 82500 |  | 39500 | X | 80000 | I |  |  | 99339
| Chilled Water Fan Coil - FCU-1 |  | 1 | ea |  | 0 | I |  | I | 0 |  |  |  |  | I |  | I
| Chilled Water Blower Coil - BCU-01 |  | 1 | ea |  | 0 | I |  | I | 0 |  |  |  |  | I |  | I
| Fan - EF-1 |  | 1 | ea |  | 0 | I |  | I | 0 |  |  |  |  | I |  | I
| Air Devices Type A - N |  | 1 | ls |  | 0 | I |  | I | 0 |  |  |  |  | I |  | I
| Chilled Water Lines to Dock Bar |  |  |  |  | 0 | I |  | I | [7 empty] | I
| Scope contingency | [10 empty] | 40000
[6 empty] | 0 |  |  |  | 0
| Spa Pods |  |  |  |  | 0 |  | 562496 |  | 328250 |  | 343900 |  | 400000 |  | 0 |  | 460000
| Base Bid |  |  |  |  | 0 |  | 562496 |  | 328250 |  | 93900 | X | 400000 |  |  |  | 460000
| Split System Air Handling Unit - AHU - Trane |  | 6 | ea |  | 0 | I |  | I | 0 | I |  |  |  | I |  | I
| Split System Condensing Unit - CU - Trane |  | 6 | ea |  | 0 | I |  | I | 0 | I |  |  |  | I |  | I
| Fan - EF-1, 2, 3 |  | 3 | ea |  | 0 | I |  | I | 0 | I |  |  |  | I |  | I
| Air Devices Type A - M |  | 1 | ls |  | 0 | I |  | I | 0 | I |  |  |  | I |  | I
| Scope contingency | [10 empty] | 250000
| General: |  |  |  |  | 0 |  |  |  | 0
| Galvanized G-90 sheet metal ductwork and accessories for supply, return, and general exhaust |  | 1 | ls |  | 0 | I |  | I | 0 | I |  | I |  | I |  | I
| Certified, Independent Test and Balance |  | 1 | ls |  | 0 | I |  | I | 0 |  |  | I |  | I |  | I
| Crane Service |  | 1 | ls |  |  | I |  | I |  | I | [5 empty] | I
| BIM |  | 1 | ls | 5000 | 5000 | I |  | I | 5000 | I |  |  | 5000 |  | 5000 | I
[6 empty] | 0 |  |  |  | 0
| RFI Responses issued 02.03.25 |  |  |  |  | 0 | I |  | I | 0 |  |  | I |  |  |  | I
| RFI Responses issued 02.20.25 |  |  |  |  | 0 | I |  | I | 0 |  |  | I |  |  |  | I
| Addendum #1 - issued 03.10.25 |  |  |  |  | 0 | I |  | I | 0 |  |  | I |  |  |  | I
[6 empty] | 0 |  |  |  | 0
| SUBTOTAL Base Bid |  |  |  |  | 4896920 |  | 5269684 |  | 5438253 |  | 5483200 |  | 6226200 |  | 6928400 |  | 7250559
| BOND RATE | [5 empty] | 0% |  | 0% |  | 0% |  | 0% |  | 0% |  | 0%
| BOND AMOUNT |  |  |  |  | 0 |  | 0 |  | 0 |  | 0 |  | 0 |  | 0 |  | 0
| ADJUSTED TOTAL |  |  |  |  | 4896920 |  | 5269684 |  | 5438253 |  | 5483200 |  | 6226200 |  | 6928400 |  | 7250559
| Cost per SF |  |  |  |  | 0 |  | 0 |  | 0 |  | 0 |  | 0 |  | 0 |  | 0
QUALIFICATIONS
EXCLUSIONS/OWNER PROVIDED ITEMS:
ALTERNATES:
PROPOSED VE (Provide Clear Description):
FULLY LOADED LABOR RATES
Laborer
Mechanic
Superintendent
Project Manager
SCHEDULE
Prepared shop drawings/submittals
Mobilization
Total duration to complete scope of work
Winner
Company
Contact
Phone
Email
Base Bid | 5269684
Need Prequalification
Prequalified

## 26 00 Electrical
Hedrick Plug
[5 empty] | X | Excluded
[5 empty] | I | Included
| BACK TO SUMMARY SHEET |  |  |  |  | Sub Add/Deduct
Project: | Atlantic Fields Club Core |  |  |  |  | Company | ECSI |  | Blyco |  | Anchor Mechanical |  | Gerelco
Trade: | Electrical |  |  |  |  | Contact | Ken Kettner |  | John Markham |  | William Jordan |  | Scott Matthews
CSI Code: | 26 00 00 |  |  |  |  | Phone | (561) 618-3090 |  | (772) 529-4045 |  | (561) 371-8381 |  | (772) 324-5747
Date: | [5 empty] | Email | ken@ecsinc.biz |  | jmarkham@blycoelectric.com |  | wjordan@anchormechanical.com |  | smatthews@gerelco.com
[6 empty] | Adjusted Bid | 5656677 |  | 5687350 |  | 6338331.8151 |  | 6424193 |  | 0 |  | 0
BID DOCUMENTS: |  | Plan/ Spec. Package | QTY | U/M | Unit Cost | Subtotal | Yes/No | Price | Yes/No | Price | Yes/No | Price | Yes/No | Price | Yes/No | Price | Yes/No | Price
GENERAL INCLUSIONS
INCLUDES ALL SALES TAX
ALL HOISTING & RIGGING REQUIRED TO COMPLETE THIS SCOPE
PROVIDE P&P BONDS
FLORIDA STATE CONTRACTORS LIC.
GENERAL LIABILITY AND WORKERS COMP. INSURANCE LIMITS
STATE AND LOCAL TAXES
SPECIFIC TRADE SCOPE OF WORK REQUIREMENTS
BASE BID
| Club Core |  |  |  |  | 0 |  | 4679125 |  | 5069950 |  | 5434749.9449 |  | 5196423 |  | 0 |  | 0
| Base Bid |  |  |  |  | 0 |  | 4501125 |  | 4426950 |  | 4651624.9449 |  | 4895798
| Temp power for construction tools and temp. lighting. |  |  |  |  | 0 | I |  | I |  | I |  | I
0
| Panels & switchgear |  |  |  |  | 0 | I |  | I |  | I |  | I
| Lighting |  |  |  |  | 0 | I |  | I |  | I |  | I
| Lighting controls |  |  |  |  | 0 | I |  | I |  | I |  | I
| Power for roof top equipment per plan. |  |  |  |  | 0 | I |  | I |  | I |  | I
| Motor-rated switches for HVAC equipment as indicated. |  |  |  |  | 0 | I |  | I |  | I |  | I
0
| Generator |  |  |  |  | 0 | I |  | I |  | X | 150000 | I
| Transfer switch |  |  |  |  | 0 | I |  | I |  | I | 7500 | I
| Fuel for generator |  |  |  |  | 0 | I |  | X | 10000 | X | 10000 | I
0
| FPL secondary conduits |  |  |  |  | 0 | I |  | I |  | I |  | I
0
| OFCI lighting fixtures per ID Project Manual |  |  |  |  | 0 | I |  | X | 5000
0
| Complete fire alarm system |  |  |  |  | 0 | I |  | I |  | X | 175000 | I
0
| Lightning Protection (System by Bonded) |  |  |  |  | 0 | I |  | I |  | X | 140000 | I
0
| BDA - See 27 53 |  |  |  |  | 0 | X |  | X |  | X |  | X
0
| Electrical per pool equipment drawings |  |  |  |  | 0 | I |  | X | 450000
0
| Conduit & boxes for low voltage scope |  |  |  |  | 0 | I |  | I |  | I |  | I
0
| Power for irrigation controler |  |  |  |  | 0 | I |  | I |  |  | 0 |  | 0
0
| Provide Big Ass ceilings fans |  | 38 | ea | 2500 | 95000 | I |  | I |  |  | 95000 |  | 95000
| Provide j-box, conduit, wire for ceiling fans and installation of ceiling fans - not shown on electrical drawings |  | 38 | ea | 500 | 19000 | I |  | I |  |  | 19000 |  | 19000
| Provide j-box, conduit, wire for power supplies and installation of power supplies for roller shades - not shown on electrical drawings |  | 23 | ea | 375 | 8625 | I |  | I |  |  | 8625 |  | 8625
0
| BIM Coordination |  | 1 | ls | 5000 | 5000 |  | 5000 |  | 5000 |  | 5000 |  | 5000
0
| temp generator - temp offices |  | 26 | mo | 2500 | 65000 |  | 65000 |  | 65000 |  | 65000 |  | 65000
| temp generator - fuel |  | 26 | mo | 3500 | 91000 |  | 91000 |  | 91000 |  | 91000 |  | 91000
| temp generator - buildings |  | 2 | mo | 5000 | 10000 |  | 10000 |  | 10000 |  | 10000 |  | 10000
| temp generator - fuel |  | 2 | mo | 3500 | 7000 |  | 7000 |  | 7000 |  | 7000 |  | 7000
0
| Dock Bar |  |  |  |  | 0 |  | 296113 |  | 107300 |  | 185613.9695 |  | 432384
| Base Bid |  |  |  |  | 0 |  | 292774 |  | 103300 |  | 171613.9695 |  | 418384
| Provide Big Ass ceilings fans |  | 4 | ea | 2500 | 10000 | I |  | I |  |  | 10000 |  | 10000
| Provide j-box, conduit, wire for ceiling fans and installation of ceiling fans - not shown on electrical drawings |  | 4 | ea | 500 | 2000 |  | 3339 |  | 4000 |  | 4000 |  | 4000
0
| Commuincation conduits - 2 - 2" from Dock Bar data rack to face of Dining at lower level | TT3.02 | 398 | lf |  | 0 | I |  | I
| Commuincation handholds | TT3.02 | 2 | ea |  | 0 | I |  | I
0
| Spa Pods |  |  |  |  | 0 |  | 281439 |  | 110100 |  | 317967.9007 |  | 395386 |  | 0 |  | 0
| Base Bid |  |  |  |  | 0 |  | 276431 |  | 105100 |  | 297967.9007 |  | 375386
| Provide Big Ass ceilings fans |  | 6 | ea | 2500 | 15000 | I |  | I |  |  | 15000 |  | 15000
| Provide j-box, conduit, wire for ceiling fans and installation of ceiling fans - not shown on electrical drawings |  | 6 | ea | 500 | 3000 | I | 5008 |  | 5000 |  | 5000 |  | 5000
0
| Commuincation conduits - 2 - 1-1/4" from Spa Pods to Comfort Station data rack | TT3.02 | 673 | lf |  | 0 | I |  | I
| Commuincation conduits - 2 - 2" from Comfort Station data rack to face of Wellness lower level | TT3.02 | 86 | lf |  | 0 | I |  | I
| Commuincation handholds | TT3.02 | 1 | ea |  | 0
0
| Site |  |  |  |  | 0 |  | 400000 |  | 400000 |  | 400000 |  | 400000 |  | 0 |  | 0
Allowance | Site Lighting \ Landscape Lighting - electrical site lighting plans are incomplete. Fixture location plans that are part of Hardscape Lighting Plans are incomplete. |  | 1 | ls | 400000 | 400000 |  | 400000 |  | 400000 |  | 400000 |  | 400000
0
0
0
0
0
0
| SUBTOTAL Base Bid |  |  |  |  | 730625 |  | 5656677 |  | 5687350 |  | 6338331.8151 |  | 6424193 |  | 0 |  | 0
| BOND RATE | [5 empty] | 0% |  | 0% |  | 0% |  | 0% |  | 0% |  | 0%
| BOND AMOUNT |  |  |  |  | 0 |  | 0 |  | 0 |  | 0 |  | 0 |  | 0 |  | 0
| ADJUSTED TOTAL |  |  |  |  | 730625 |  | 5656677 |  | 5687350 |  | 6338331.8151 |  | 6424193 |  | 0 |  | 0
| Cost per SF |  |  |  |  | 0.79402 |  | 0 |  | 0 |  | 0 |  | 0 |  | 0 |  | 0
QUALIFICATIONS
EXCLUSIONS/OWNER PROVIDED ITEMS:
ALTERNATES:
PROPOSED VE (Provide Clear Description):
FULLY LOADED LABOR RATES
Laborer
Mechanic
Superintendent
Project Manager
SCHEDULE
Prepared shop drawings/submittals
Mobilization
Total duration to complete scope of work
Winner | [5 empty] | proposal | [5 empty] | 5180985.7
Company
Contact | [5 empty] | allowance
Phone | [5 empty] | plugs
Email | [5 empty] | remove
Base Bid | 5656677 |  |  |  |  | add
[6 empty] | total |  | 0 |  | 0 |  | 5180985.7 |  | 0
| Need Prequalification |  |  |  |  | total above |  | 5656677 |  | 5687350 |  | 6338331.8151 |  | 6424193
| Prequalified |  |  |  |  | delta |  | 5656677 |  | 5687350 |  | 1157346.1151 |  | 6424193
281750
559450
55375
651250
158969.5
276014.49
1986292.71
[12 empty] | 830164 |  |  |  | `
381720
5180985.7
4799265.7
0.079537

## 27 10 Structured Cable
Hedrick Plug
[5 empty] | X | Excluded
[5 empty] | I | Included
| BACK TO SUMMARY SHEET |  |  |  |  | Sub Add/Deduct
Project: | Atlantic Fields Club Core |  |  |  |  | Company | Jade Communications |  | Coranet |  | CASI |  | Universal Cabling Systems
Trade: | Structured Cable |  |  |  |  | Contact | John Spera |  | Carlos Lara |  | Jon Singer
CSI Code: | 27 10 00 |  |  |  |  | Phone | (561) 654-9627 |  | (954) 391-3445 |  | (954) 649-7102
Date: | [5 empty] | Email | johns@jade-com.com |  | Carloslara@coranet.com |  | Jon@CASISystems.com
[6 empty] | Adjusted Bid | 411508.94 |  | 285510.55 |  | 404826 |  | 440518 |  | 0 |  | 0
BID DOCUMENTS: |  | Plan/ Spec. Package | QTY | U/M | Unit Cost | Subtotal | Yes/No | Price | Yes/No | Price | Yes/No | Price | Yes/No | Price | Yes/No | Price | Yes/No | Price
GENERAL INCLUSIONS
INCLUDES ALL SALES TAX
ALL HOISTING & RIGGING REQUIRED TO COMPLETE THIS SCOPE
PROVIDE P&P BONDS
FLORIDA STATE CONTRACTORS LIC.
GENERAL LIABILITY AND WORKERS COMP. INSURANCE LIMITS
STATE AND LOCAL TAXES
SPECIFIC TRADE SCOPE OF WORK REQUIREMENTS
BASE BID
399530
| Club Core | [6 empty] | 358290.72 |  | 274079.27 |  | 4453 |  | 373077 |  | 0 |  | 0
| Base Bid |  |  |  |  | 0 |  | 353837.72
| Dining |  |  |  |  | 0 | [7 empty] | 127332
| Equipment |  |  |  |  | 0 |  |  |  | 63086.66
| D-014 AV/IT |  |  |  |  | 0
| Rack - CHATSWORTH - ZB11-A0200-71 |  | 1 | ea | 3000 | 3000 |  |  |  | 3000
| Rack - MIDDLE ATLANTIC - WRK-44SA-32 |  | 1 | ea | 3000 | 3000 |  |  |  | 3000
| Power - TWO VERTICAL PDUS - CPI #EA-3001-CE |  | 2 | ea | 2800 | 5600 |  |  |  | 5600
| Power - TWO VERTICAL PDUS - PDT-1620C-NS |  | 2 | ea | 300 | 600 |  |  |  | 600
| MAIN GROUND BUS BAR |  | 1 | ea |  | 0
| 12" X 4" BASKET TYPE CABLE TRAY |  | 7 | lf |  | 0
21.76 | FP Plywood Backbords |  | 174.08 | sf | 5 | 870 |  | 870 |  | 870 |  | 870
| D-204 AV/IT |  |  |  |  | 0
| Rack - MIDDLE ATLANTIC - WRK-44SA-32 |  | 1 | ea | 3000 | 3000
| Power - TWO VERTICAL PDUS - PDT-1620C-NS |  | 2 | ea | 2800 | 5600 |  |  |  | 5600
| MAIN GROUND BUS BAR |  | 1 | ea |  | 0
| 12" X 4" BASKET TYPE CABLE TRAY |  | 7 | lf |  | 0
16.09 | FP Plywood Backbords |  | 128.72 | sf | 5 | 644 |  | 644 |  | 644 |  | 644
| Cabling |  |  |  |  | 0 |  |  |  | 52082.21
| D - 1 Cables |  | 1 | ea |  | 0
| D - 2 Cables |  | 15 | ea |  | 0
| D - 2 Floor Box Cables |  | 1 | ea |  | 0
| D - C Camera |  | 47 | ea |  | 0
| D - Multi - 3 |  | 8 | ea |  | 0
| D - WAP |  | 14 | ea |  | 0 |  |  |  | 36371.83
| Fitness |  |  |  |  | 0 | [7 empty] | 72133
| Equipment |  |  |  |  | 0 |  |  | I
| F-008 AV/IT |  |  |  |  | 0
| Rack - CHATSWORTH - ZB11-A0200-71 |  | 1 | ea | 3000 | 3000 |  |  |  | 3000
| Rack - MIDDLE ATLANTIC - WRK-44SA-32 |  | 1 | ea | 3000 | 3000 |  |  |  | 3000
| Power - TWO VERTICAL PDUS - CPI #EA-3001-CE |  | 2 | ea | 2800 | 5600 |  |  |  | 5600
| Power - TWO VERTICAL PDUS - PDT-1620C-NS |  | 2 | ea | 300 | 600 |  |  |  | 600
| MAIN GROUND BUS BAR |  | 1 | ea |  | 0
| 12" X 4" BASKET TYPE CABLE TRAY |  | 6 | lf |  | 0
28 | FP Plywood Backbords |  | 224 | sf | 5 | 1120 |  | 1120 |  | 1120 |  | 1120
| Cabling |  |  |  |  | 0 |  |  | I
| F - 1 Cables |  | 1 | ea |  | 0
| F - 2 Cables |  | 3 | ea |  | 0
| F - 2 Floor Box Cables |  | 9 | ea |  | 0
| F - C Camera |  | 12 | ea |  | 0
| F - Multi - 3 |  | 4 | ea |  | 0
| F - WAP |  | 7 | ea |  | 0 |  |  | I
| Wellness |  |  |  |  | 0 | [7 empty] | 173612
| Equipment |  |  |  |  | 0 |  |  | I
| W-014 AV/IT |  |  |  |  | 0
| Rack - CHATSWORTH - ZB11-A0200-71 |  | 2 | ea | 3000 | 6000 |  |  |  | 6000
| Rack - MIDDLE ATLANTIC - WRK-44SA-32 |  | 1 | ea | 3000 | 3000 |  |  |  | 3000
| Power - TWO VERTICAL PDUS - CPI #EA-3001-CE |  | 4 | ea | 2800 | 11200 |  |  |  | 11200
| Power - TWO VERTICAL PDUS - PDT-1620C-NS |  | 2 | ea | 300 | 600 |  |  |  | 600
| MAIN GROUND BUS BAR |  | 1 | ea |  | 0
| 12" X 4" BASKET TYPE CABLE TRAY |  | 12 | lf |  | 0
45.48 | FP Plywood Backbords |  | 363.84 | sf | 5 | 1819 |  | 1819 |  | 1819 |  | 1819
| W-227 AV/IT |  |  |  |  | 0
| Rack - CHATSWORTH - ZB11-A0200-71 |  | 1 | ea | 3000 | 3000 |  |  |  | 3000
| Rack - MIDDLE ATLANTIC - WRK-44SA-32 |  | 1 | ea | 3000 | 3000 |  |  |  | 3000
| Power - TWO VERTICAL PDUS - CPI #EA-3001-CE |  | 2 | ea | 2800 | 5600 |  |  |  | 5600
| Power - TWO VERTICAL PDUS - PDT-1620C-NS |  | 2 | ea | 300 | 600 |  |  |  | 600
| MAIN GROUND BUS BAR |  | 1 | ea |  | 0
| 12" X 4" BASKET TYPE CABLE TRAY |  | 6 | lf |  | 0
13.67 | FP Plywood Backbords |  | 109.36 | sf |  | 0
| Cabling |  |  |  |  | 0 |  |  | I
| W - 1 Cables |  | 7 | ea |  | 0
| W - 2 Cables |  | 12 | ea |  | 0
| W - C Camera |  | 42 | ea |  | 0
| W - Multi - 3 |  | 17 | ea |  | 0
| W - WAP |  | 27 | ea |  | 0 |  |  | I
| Fiber & Copper Distribution backbone cabling | TT3.01 | 1 | lot | [5 empty] | 55085.57
I
as-buit and shop drawings
0
| Dock Bar |  |  |  |  | 0 |  | 27213.11 |  | 7431.28 |  | 443 |  | 27992 |  | 0 |  | 0
| Base Bid | [6 empty] | 26770.11 | [5 empty] | 27992
| Equipment |  |  |  |  | 0
| Rack - MIDDLE ATLANTIC - WRK-44SA-32 |  | 1 | ea | 3000 | 3000 |  |  |  | 3000
| Power - TWO VERTICAL PDUS - PDT-1620C-NS |  | 2 | ea | 300 | 600 |  |  |  | 600
| MAIN GROUND BUS BAR |  | 1 | ea |  | 0
11.08 | FP Plywood Backbords |  | 88.64 | sf | 5 | 443 |  | 443 |  | 443 |  | 443
| Cabling |  |  |  |  | 0 |  |  |  | 3388.28
| W - 2 Cables - POS |  | 2 | ea |  | 0
| W - Multi - 3 |  | 2 | ea |  | 0
| W - WAP |  | 1 | ea |  | 0 |  |  | I
| Fiber Distribution cabling | TT3.01 | 1 | lot |  | 0 |  |  | I
0
| Spa Pods |  |  |  |  | 0 |  | 26005.11 |  | 4000 |  | 400 |  | 39449 |  | 0 |  | 0
| Base Bid | [6 empty] | 25605.11 | [5 empty] | 39449
| Equipment |  |  |  |  | 0
| SP-111 |  |  |  |  | 0
| Rack - MIDDLE ATLANTIC - WRK-44SA-32 |  | 1 | ea | 3000 | 3000 |  |  |  | 3000
| Power - TWO VERTICAL PDUS - PDT-1620C-NS |  | 2 | ea | 300 | 600 |  |  |  | 600
| MAIN GROUND BUS BAR |  | 1 | ea |  | 0
10 | FP Plywood Backbords |  | 80 | sf | 5 | 400 |  | 400 |  | 400 |  | 400
| Cabling |  |  |  |  | 0
| SPA - 1 Cables - A |  | 6 | ea |  | 0
| SPA - C Camera |  | 1 | ea |  | 0
| SPA - WAP |  | 2 | ea |  | 0 |  |  | I
| Fiber Distribution cabling | TT3.01 | 1 | lot |  | 0 |  |  | I
0
| Contingency |  |  |  |  | 0
0
| SUBTOTAL Base Bid |  |  |  |  | 78496 |  | 411508.94 |  | 285510.55 |  | 404826 |  | 440518 |  | 0 |  | 0
| BOND RATE | [5 empty] | 0% |  | 0% |  | 0% |  | 0% |  | 0% |  | 0%
| BOND AMOUNT |  |  |  |  | 0 |  | 0 |  | 0 |  | 0 |  | 0 |  | 0 |  | 0
| ADJUSTED TOTAL |  |  |  |  | 78496 |  | 411508.94 |  | 285510.55 |  | 404826 |  | 440518 |  | 0 |  | 0
| Cost per SF |  |  |  |  | 0 |  | 0 |  | 0 |  | 0 |  | 0 |  | 0 |  | 0
QUALIFICATIONS
EXCLUSIONS/OWNER PROVIDED ITEMS:
ALTERNATES:
PROPOSED VE (Provide Clear Description):
FULLY LOADED LABOR RATES
Laborer
Mechanic
Superintendent
Project Manager
SCHEDULE
Prepared shop drawings/submittals
Mobilization
Total duration to complete scope of work
Winner | [5 empty] | proposal |  | 406212.94
Company | [5 empty] | prorated as-builts & shops
Contact | [5 empty] | plugs |  | 5296
Phone
Email | [5 empty] | total |  | 411508.94
Base Bid | 411508.94 |  |  |  |  | total from above |  | 411508.94
[6 empty] | delta |  | 0
Need Prequalification
Prequalified
[6 empty] | proposal |  | 1669500.31
[6 empty] | structured cabling |  | 406212.94
[6 empty] | A/V |  | 843804.5
[6 empty] | security |  | 401795.28
[6 empty] | total |  | 1651812.72
[6 empty] | delta |  | -17687.59
[8 empty] | Jade |  | Coranet
[6 empty] | Structured Cable |  | 411508.94 |  | 285510.55
[6 empty] | AV System |  | 843804.5 |  | 476259.51
[6 empty] | Security |  | 401795.28 |  | 272804.38
[6 empty] | total |  | 1657108.72 |  | 1034574.44
[6 empty] | difference |  |  |  | 622534.28

## 27 40 AV System
Hedrick Plug
[5 empty] | X | Excluded
[5 empty] | I | Included
| BACK TO SUMMARY SHEET |  |  |  |  | Sub Add/Deduct
Project: | Atlantic Fields Club Core |  |  |  |  | Company | Jade Communications |  | Coranet |  | Peerson Audio |  | AHT Global
Trade: | Audio Visual Systems |  |  |  |  | Contact | John Spera |  | Carlos Lara |  | Jonathas Barreto
CSI Code: | 27 40 00 |  |  |  |  | Phone | (561) 654-9627 |  | (954) 391-3445 |  | 561-741-8720
Date: | [5 empty] | Email | johns@jade-com.com |  | Carloslara@coranet.com |  | jbarreto@peersonaudio.com
[6 empty] | Adjusted Bid | 843804.5 |  | 476259.51 |  | 733743.0626 |  | 946485.88 |  | 0 |  | 0
BID DOCUMENTS: |  | Plan/ Spec. Package | QTY | U/M | Unit Cost | Subtotal | Yes/No | Price | Yes/No | Price | Yes/No | Price | Yes/No | Price | Yes/No | Price | Yes/No | Price
GENERAL INCLUSIONS
INCLUDES ALL SALES TAX
ALL HOISTING & RIGGING REQUIRED TO COMPLETE THIS SCOPE
PROVIDE P&P BONDS
FLORIDA STATE CONTRACTORS LIC.
GENERAL LIABILITY AND WORKERS COMP. INSURANCE LIMITS
STATE AND LOCAL TAXES
SPECIFIC TRADE SCOPE OF WORK REQUIREMENTS
BASE BID
| Club Core | [6 empty] | 728428.08 |  | 394771.32 |  | 628894.3104 |  | 763927.37 |  | 0 |  | 0
| Base Bid |  |  |  |  | 0 | [7 empty] | 763927.37
| Dining |  |  |  |  | 0 |  | 203868.63 |  |  |  | 165679.5
| D-001 Kids Space |  |  |  |  | 0 |  |  |  | 9007.05
| 65" Displays - LG - 65UH5F-H |  | 3 | ea |  | 0
| Display Wall mount - Chief - TS525TU |  | 3 | ea |  | 0
| Wall box (electrical contractor) - Chief - PAC526F |  | 2 | ea |  | 0
| Gaming consoles - OFE |  | 3 | ea |  | 0
| Ceilling speakers - Sonance - PS-P83T |  | 4 | ea |  | 0
| 12 foot HDMI HD series cables (input cable) - Extron - 6-633-12 |  | 3 | ea |  | 0
| D-001.A Screening Room |  |  |  |  | 0 |  |  |  | 17832.99
| 85" Displays - LG - 85UH5F-H |  | 1 | ea |  | 0
| Display Wall mount - Chief - TS525TU |  | 1 | ea |  | 0
| Wall box (electrical contractor) - Chief - PAC526F |  | 1 | ea |  | 0
| Movie player (installed in AV rack D-014) - Kaleidescape - Strato C |  | 1 | ea |  | 0
| HDMI DM RX unit - Crestron - HD-RXC-4KZ-101 |  | 1 | ea |  | 0
| HDMI DM TX unit (installed in AV rack D-014) - Crestron - HD-RXC-4KZ-101 |  | 1 | ea |  | 0
| 10" Control Panel - Crestron - TSW-1070-W-S |  | 1 | ea |  | 0
| Ceilling speakers - Sonance - PS-C83RT |  | 2 | ea |  | 0
| Two Channel Amplifiers - Extron - XPA U 1002 |  | 1 | ea |  | 0
| D-014 AV/IT |  |  |  |  | 0 |  |  |  | 22068.91
| OFE Switch for IP video distribution - OFE |  | 1 | ea |  | 0
| Decoder cards - Crestron - DM-NVX-D30 |  | 1 | ea |  | 0
| Master Controller - Crestron - CP4N |  | 1 | ea |  | 0
| Cresnet power supply - Crestron - C2N-SPWS300 |  | 1 | ea |  | 0
| 8 Channel 70V amplifier - QSC - MP-A40V |  | 2 | ea |  | 0
| Audio DSP - QSC - Core110f |  | 1 | ea |  | 0
| Ceilling speakers (Lower Level) - Sonance - PS-C83RT |  | 5 | ea |  | 0
| Ceilling speakers ( D-008) Speakeasy - James Loudspeakers - SA63-4 |  | 2 | ea |  | 0
| Ceilling speakers - Sonance - PS-C83RT |  | 7 | ea |  | 0
| Outdoor speakers - Sonance - VPXT6R |  | 6 | ea |  | 0
| D-100 Entry Lounge |  |  |  |  | 0 |  |  |  | 18864.63
| 85" Displays - LG - 85UH5F-H |  | 1 | ea |  | 0
| Display Wall mount - Chief - TS525TU |  | 1 | ea |  | 0
| Wall box (electrical contractor) - Chief - PAC526F |  | 1 | ea |  | 0
| 65" pole mounted display - LG - 65UH5F-H |  | 2 | ea |  | 0
| Ceiling wall mount display - Chief - LCM1U |  | 2 | ea |  | 0
| Ceiling plate - Chief - CMA115 |  | 2 | ea |  | 0
| 10" Control Panel - Crestron - TSW-1070-W-S |  | 1 | ea |  | 0
| Ceilling speakers - Sonance - PS-C83RT |  | 4 | ea |  | 0
| IPTV Decoder with local power supply - Crestron - DM-NVX-D30 |  | 1 | ea |  | 0
| D-102 Dining Room |  |  |  |  | 0 |  |  |  | 20145.42
| 10" Control Panel - Crestron - TSW-1070-W-S |  | 1 | ea |  | 0
| Ceilling speakers - Sonance - PS-C83RT |  | 20 | ea |  | 0
| Outdoor speakers - Sonance - VPXT6R |  | 20 | ea |  | 0
| D-104 Private Dining |  |  |  |  | 0 |  |  |  | 4159.56
| Wall box (electrical contractor) - Chief - PAC526F |  | 1 | ea |  | 0
| 10" Control Panel - Crestron - TSW-1070-W-S |  | 1 | ea |  | 0
| Ceilling speakers - Sonance - PS-C83RT |  | 2 | ea |  | 0
| D-200 Sky Bar / D-204 AV/TI |  |  |  |  | 0 |  |  |  | 19563.51
| 10" Control Panel - Q-SYS - TSC-101-G3 |  | 1 | ea |  | 0
| Ceilling speakers - Sonance - PS-C83RT |  | 8 | ea |  | 0
| Outdoor speakers - Sonance - VPXT6R |  | 11 | ea |  | 0
| Master Controller - Crestron - CP4N |  | 1 | ea |  | 0
| Cresnet power supply - Crestron - C2N-SPWS300 |  | 1 | ea |  | 0
| 4 Channel 70V amplifier - QSC - MP-A40V |  | 1 | ea |  | 0
| Audio DSP - QSC - Core110f |  | 1 | ea |  | 0
| Fitness |  |  |  |  | 0 |  | 101737.79 |  |  |  | 82680.04
| F-008 AV/IT |  |  |  |  | 0 |  |  |  | 19224.98
| OFE Switch for IP video distribution - OFE |  | 1 | ea |  | 0
| Decoder cards - Crestron - DM-NVX-D30 |  | 1 | ea |  | 0
| Master Controller - Crestron - CP4N |  | 1 | ea |  | 0
| Cresnet power supply - Crestron - C2N-SPWS300 |  | 1 | ea |  | 0
| 8 Channel 70V amplifier - QSC - MP-A40V |  | 1 | ea |  | 0
| Audio DSP - QSC - Core110f |  | 1 | ea |  | 0
| Ceilling speakers - Sonance - PS-C83RT |  | 9 | ea |  | 0
| Outdoor speakers - Sonance - VPXT6R |  | 10 | ea |  | 0
| F-103 Gym |  |  |  |  | 0 |  |  |  | 13890.36
| 65" Displays - LG - 65UH5F-H |  | 2 | ea |  | 0
| Display Wall mount - Chief - TS525TU |  | 2 | ea |  | 0
| Wall box (electrical contractor) - Chief - PAC526F |  | 2 | ea |  | 0
| 65" pole mounted display - LG - 65UH5F-H |  | 2 | ea |  | 0
| Ceiling wall mount display - Chief - LCM1U |  | 2 | ea |  | 0
| Ceiling plate - Chief - CMA115 |  | 2 | ea |  | 0
| 10" Control Panel - Crestron - TSW-1070-W-S |  | 1 | ea |  | 0
| Ceilling speakers - Sonance - PS-C83RT |  | 4 | ea |  | 0
| IPTV Decoder with local power supply - Crestron - DM-NVX-D30 |  | 1 | ea |  | 0
| F-104 Movement |  |  |  |  | 0 |  |  |  | 3403.57
| 10" Control Panel - Crestron - TSW-1070-W-S |  | 1 | ea |  | 0
| Antenna |  |  |  |  | 0
| Ceilling speakers - Sonance - PS-C83RT |  | 2 | ea |  | 0
| HDMI Wall Plate - Comprehensive - WPD-HD1-AW |  | 1 | ea |  | 0
| F-107 Fitness Diagnostics |  |  |  |  | 0 |  |  |  | 6023.46
| 55" Displays - LG - 55UH5F-H |  | 1 | ea |  | 0
| Display Wall mount - Chief - TS525TU |  | 1 | ea |  | 0
| Wall box (electrical contractor) - Chief - PAC526F |  | 1 | ea |  | 0
| Ceilling speakers - Sonance - PS-C83RT |  | 3 | ea |  | 0
| IPTV Decoder with local power supply - Crestron - DM-NVX-D30 |  | 1 | ea |  | 0
| F-XXX Pool |  |  |  |  | 0 |  | 39870.28 |  | 20940.03 |  | 32401.7
| Underwater speaker - OCEANers - SP8 |  | 4 | ea |  | 0
| Landscape ground subwoofer - Sonance - LS12T |  | 4 | ea |  | 0
| Landscape ground Satellite speaker - Sonance LS6T |  | 12 | ea |  | 0
| Wellness |  |  |  |  | 0 |  | 312003.71 |  |  |  | 253558.48
| W-014 AV/IT |  |  |  |  | 0 |  |  |  | 31796
| OFE Switch for IP video distribution - OFE |  | 1 | ea |  | 0
| Decoder cards - Crestron - DM-NVX-D30 |  | 1 | ea |  | 0
| Master Controller - Crestron - CP4N |  | 1 | ea |  | 0
| Cresnet power supply - Crestron - C2N-SPWS300 |  | 1 | ea |  | 0
| 8 Channel 70V amplifier - QSC - MP-A40V |  | 1 | ea |  | 0
| Audio DSP - QSC - Core110f |  | 1 | ea |  | 0
| Ceilling speakers (1st Floor) - Sonance - PS-C83RT |  | 37 | ea |  | 0
| Outdoor speakers (1st Flr Sauna and Steam rms and Ext) - Sonance - VPXT6R |  | 13 | ea |  | 0
| W-022 Employee Lounge |  |  |  |  | 0 |  |  |  | 11242.44
| 75" Displays - LG - 75UH5F-H |  | 1 | ea |  | 0
| Display Wall mount - Chief - TS525TU |  | 1 | ea |  | 0
| Wall box (electrical contractor) - Chief - PAC526F |  | 1 | ea |  | 0
| Ceilling speakers - Sonance - PS-C83RT |  | 4 | ea |  | 0
| 10" Control Panel - Crestron - TSW-1070-W-S |  | 1 | ea |  | 0
| IPTV Decoder with local power supply - Crestron - DM-NVX-D30 |  | 1 | ea |  | 0
| HDMI Wall Plate - Comprehensive - WPD-HD1-AW |  | 1 | ea |  | 0
| 12 foot HDMI HD series cables (input cable) - Extron - 6-633-12 |  | 1 | ea |  | 0
| W-115 Barber |  |  |  |  | 0 |  |  |  | 9952.1
| 55" Displays - LG - 55UH5F-H |  | 2 | ea |  | 0
| Display Wall mount - Chief - TS525TU |  | 2 | ea |  | 0
| Wall box (electrical contractor) - Chief - PAC526F |  | 2 | ea |  | 0
| Ceilling speakers - Sonance - PS-C83RT |  | 1 | ea |  | 0
| 10" Control Panel - Crestron - TSW-1070-W-S |  | 1 | ea |  | 0
| IPTV Decoder with local power supply - Crestron - DM-NVX-D30 |  | 1 | ea |  | 0
| W-108 Thermal Area |  |  |  |  | 0 |  |  |  | 17579.23
| 75" Displays - Peerless-AV - Neptune Partial Sun |  | 2 | ea |  | 0
| Display Wall mount - Chief - TS525TU |  | 2 | ea |  | 0
| Wall box (electrical contractor) - Chief - PAC526F |  | 2 | ea |  | 0
| Wall Speakers - K-Arry - KV25II |  | 2 | ea |  | 0
| W-116 Mens Bar & Lounge |  |  |  |  | 0 |  |  |  | 26443.23
| 55" Displays - LG - 55UH5F-H |  | 9 | ea |  | 0
| Extendable video wall mount - Draper - PW010020 |  | 9 | ea |  | 0
| Wall box (electrical contractor) - Chief - PAC526F |  | 9 | ea |  | 0
| 10" Control Panel - Crestron - TSW-1070-W-S |  | 1 | ea |  | 0
| Ceilling speakers - Sonance - PS-C83RT |  | 6 | ea |  | 0
| W-118 Womens Bar |  |  |  |  | 0 |  |  |  | 9896.77
| 65" Displays - LG - 65UH5F-H |  | 2 | ea |  | 0
| Display Wall mount - Chief - TS525TU |  | 2 | ea |  | 0
| Wall box (electrical contractor) - Chief - PAC526F |  | 2 | ea |  | 0
| 10" Control Panel - Crestron - TSW-1070-W-S |  | 1 | ea |  | 0
| Ceilling speakers - Sonance - PS-C83RT |  | 6 | ea |  | 0
| IPTV Decoder with local power supply - Crestron - DM-NVX-D30 |  | 1 | ea |  | 0
| W-132 Thermal Area |  |  |  |  | 0 |  |  |  | 27696.71
| 75" Displays - LG - 75UH5F-H |  | 1 | ea |  | 0
| Display Wall mount - Chief - TS525TU |  | 1 | ea |  | 0
| Wall box (electrical contractor) - Chief - PAC526F |  | 1 | ea |  | 0
| Wall Speakers - K-Arry - KV25II |  | 2 | ea |  | 0
| W-140 / W-141 Exterior Patio |  |  |  |  | 0 |  |  |  | 18303.08
| 75" Displays - Peerless-AV - Neptune Partial Sun |  | 2 | ea |  | 0
| Display Wall mount - Chief - TS525TU |  | 2 | ea |  | 0
| Wall box (electrical contractor) - Chief - PAC526F |  | 2 | ea |  | 0
| Outdoor speakers - Sonance - VPXT6R |  | 10 | ea |  | 0
| IPTV Decoder with local power supply - Crestron - DM-NVX-D30 |  | 2 | ea |  | 0
| W-203 Consultation |  |  |  |  | 0 |  |  |  | 4696.15
| 55" Displays - LG - 55UH5F-H |  | 1 | ea |  | 0
| Display Wall mount - Chief - TS525TU |  | 1 | ea |  | 0
| Wall box (electrical contractor) - Chief - PAC526F |  | 1 | ea |  | 0
| IPTV Decoder with local power supply - Crestron - DM-NVX-D30 |  | 1 | ea |  | 0
| W-227 AV/IT |  |  |  |  | 0 |  |  |  | 12979.06
| OFE Switch for IP video distribution - OFE |  | 1 | ea |  | 0
| Decoder cards - Crestron - DM-NVX-D30 |  | 1 | ea |  | 0
| Master Controller - Crestron - CP4N |  | 1 | ea |  | 0
| Cresnet power supply - Crestron - C2N-SPWS300 |  | 1 | ea |  | 0
| 8 Channel 70V amplifier - QSC - MP-A40V |  | 1 | ea |  | 0
| Audio DSP - QSC - Core110f |  | 1 | ea |  | 0
0
| Sound System Cabling |  | 1 | ls |  | 0 |  |  |  | 49062.08
0
| General: |  |  |  |  | 0 |  | 0 |  |  |  | 53431.972
| LOT-INTERCONNECTING CORDS AND CABLES, PATCH CABLES, WIRING, JACKS, PLUGS, CONNECTORS, PLATES, TERMINATION BLOCKS/STRIPS, PATCH PANELS, MOUNTING HARDWARE, SHELVES, SECURITY COVERS, LACING BARS, BLANKS, VENTS, JUNCTION BOXES, TERMINATION BOXES, THERMAL MANAGEMENT, POWER SUPPLIES, POWER DISTRIBUTION, GROUNDING, WIREWAYS, FLEXIBLE CONDUIT, CABLE SUPPORT/WRAPS AND MISC. HARDWARE/SOFTWARE TO ENSURE A COMPLETE AND OPERATIONAL SYSTEM - CUSTOM BY AUDIOVISUAL CONTRACTOR ITEMIZE ANY MISC COMPONENTS HERE AND PROVIDE LUMP SUM PRICING |  | 1 | lot |  | 0
| tax | [10 empty] | 41142.6184
| Mobilization, programming & commissioning | [6 empty] | 70947.67
0
| Dock Bar |  |  |  |  | 0 |  | 33762.14 |  | 23117.77 |  | 29651.9656 |  | 49558.82 |  | 0 |  | 0
| Base Bid |  |  |  |  | 0 |  | 33762.14 |  | 23117.77 |  | 27437.74 |  | 49558.82
| OFE Switch for IP video distribution - OFE |  | 1 | ea |  | 0
| Decoder cards - Crestron - DM-NVX-D30 |  | 2 | ea |  | 0
| Master Controller - Crestron - CP4N |  | 1 | ea |  | 0
| 4 Channel 70V amplifier - QSC - MP-A40V |  | 1 | ea |  | 0
| Audio DSP - QSC - Core110f |  | 1 | ea |  | 0
| 65" Displays - LG - 65UH5F-H |  | 2 | ea |  | 0
| Display Wall mount - Chief - TS525TU |  | 2 | ea |  | 0
| Wall box (electrical contractor) - Chief - PAC526F |  | 2 | ea |  | 0
| 10" Control Panel - Crestron - TSW-1070-W-S |  | 1 | ea |  | 0
| Ceiling speakers - Sonance - VPXT6R |  | 9 | ea |  | 0
| 70V transformer for outdoor ceiling speakers - Sonance - PS-60XF |  | 9 | ea |  | 0
| Custom outdoor rated enclosure for transformer |  | 9 | ea |  | 0
| Ceilling speakers - Sonance - PS-C83RT |  | 2 | ea |  | 0
0
| General: |  |  |  |  | 0 | [5 empty] | 274.3774
| LOT-INTERCONNECTING CORDS AND CABLES, PATCH CABLES, WIRING, JACKS, PLUGS, CONNECTORS, PLATES, TERMINATION BLOCKS/STRIPS, PATCH PANELS, MOUNTING HARDWARE, SHELVES, SECURITY COVERS, LACING BARS, BLANKS, VENTS, JUNCTION BOXES, TERMINATION BOXES, THERMAL MANAGEMENT, POWER SUPPLIES, POWER DISTRIBUTION, GROUNDING, WIREWAYS, FLEXIBLE CONDUIT, CABLE SUPPORT/WRAPS AND MISC. HARDWARE/SOFTWARE TO ENSURE A COMPLETE AND OPERATIONAL SYSTEM - CUSTOM BY AUDIOVISUAL CONTRACTOR ITEMIZE ANY MISC COMPONENTS HERE AND PROVIDE LUMP SUM PRICING |  | 1 | lot |  | 0
| tax | [10 empty] | 1939.8482
0
| Spa Pods |  |  |  |  | 0 |  | 81614.28 |  | 58370.42 |  | 75196.7865 |  | 132999.69 |  | 0 |  | 0
| Base Bid | [6 empty] | 81614.28 |  | 58370.42 |  | 66326.12 |  | 132999.69
| Ceilling speakers - Sonance - PS-C83RT |  | 11 | ea |  | 0
| Landscape ground Satellite speaker - Sonance LS6T |  | 28 | ea |  | 0
| Landscape ground subwoofer - Sonance - LS12T |  | 8 | ea |  | 0
| 2 Channel 70V amplifier - QSC - MP-A80V |  | 4 | ea |  | 0
| Audio DSP - QSC - Core110f |  | 1 | ea |  | 0
| Wall Bluetooth input panel - QSC - UnD6IO-BT |  | 5 | ea |  | 0
| Wall controller - QSC - Axon C1 |  | 7 | ea |  | 0
| Rack touch panel controller - QSC - TSC-101-G3 |  | 1 | ea |  | 0
0
| General: |  |  |  |  | 0 | [5 empty] | 3951.2506
| LOT-INTERCONNECTING CORDS AND CABLES, PATCH CABLES, WIRING, JACKS, PLUGS, CONNECTORS, PLATES, TERMINATION BLOCKS/STRIPS, PATCH PANELS, MOUNTING HARDWARE, SHELVES, SECURITY COVERS, LACING BARS, BLANKS, VENTS, JUNCTION BOXES, TERMINATION BOXES, THERMAL MANAGEMENT, POWER SUPPLIES, POWER DISTRIBUTION, GROUNDING, WIREWAYS, FLEXIBLE CONDUIT, CABLE SUPPORT/WRAPS AND MISC. HARDWARE/SOFTWARE TO ENSURE A COMPLETE AND OPERATIONAL SYSTEM - CUSTOM BY AUDIOVISUAL CONTRACTOR ITEMIZE ANY MISC COMPONENTS HERE AND PROVIDE LUMP SUM PRICING |  | 1 | lot |  | 0
| tax | [10 empty] | 4919.4159
0
| Contingency |  |  |  |  | 0
0
| SUBTOTAL Base Bid |  |  |  |  | 0 |  | 843804.5 |  | 476259.51 |  | 733743.0626 |  | 946485.88 |  | 0 |  | 0
| BOND RATE | [5 empty] | 0% |  | 0% |  | 0% |  | 0% |  | 0% |  | 0%
| BOND AMOUNT |  |  |  |  | 0 |  | 0 |  | 0 |  | 0 |  | 0 |  | 0 |  | 0
| ADJUSTED TOTAL |  |  |  |  | 0 |  | 843804.5 |  | 476259.51 |  | 733743.0626 |  | 946485.88 |  | 0 |  | 0
| Cost per SF |  |  |  |  | 0 |  | 0 |  | 0 |  | 0 |  | 0 |  | 0 |  | 0
QUALIFICATIONS
EXCLUSIONS/OWNER PROVIDED ITEMS:
ALTERNATES:
PROPOSED VE (Provide Clear Description):
FULLY LOADED LABOR RATES
Laborer
Mechanic
Superintendent
Project Manager
SCHEDULE
Prepared shop drawings/submittals
Mobilization
Total duration to complete scope of work
Winner | [5 empty] | proposal |  | 843804.5
Company | [5 empty] | prorated as-builts & shops
Contact | [5 empty] | plugs |  | 0
Phone
Email | [5 empty] | total |  | 843804.5
Base Bid | 843804.5 |  |  |  |  | total from above |  | 843804.5
[6 empty] | delta |  | 0
Need Prequalification
| Prequalified | [6 empty] | 446834.23
376222.22
[8 empty] | 70612.01 | 18.77%
441974.81
281268.2
160706.61

## 27 53 BDA System
Hedrick Plug
[5 empty] | X | Excluded
[5 empty] | I | Included
| BACK TO SUMMARY SHEET |  |  |  |  | Sub Add/Deduct
Project: | Atlantic Fields Club Core |  |  |  |  | Company | Nautilus RF LLC |  | Coranet
Trade: | BDA System |  |  |  |  | Contact | Jimmy Bradford |  | Carlos Lara
CSI Code: | 27 53 00 |  |  |  |  | Phone | (954) 760-8573 |  | (954) 391-3445
Date: | [5 empty] | Email | jbradford@nautilusrf.com |  | Carloslara@coranet.com
[6 empty] | Adjusted Bid | 95500 |  | 53012.07 |  | 0 |  | 0 |  | 0 |  | 0
BID DOCUMENTS: |  | Plan/ Spec. Package | QTY | U/M | Unit Cost | Subtotal | Yes/No | Price | Yes/No | Price | Yes/No | Price | Yes/No | Price | Yes/No | Price | Yes/No | Price
GENERAL INCLUSIONS
INCLUDES ALL SALES TAX
ALL HOISTING & RIGGING REQUIRED TO COMPLETE THIS SCOPE
PROVIDE P&P BONDS
FLORIDA STATE CONTRACTORS LIC.
GENERAL LIABILITY AND WORKERS COMP. INSURANCE LIMITS
STATE AND LOCAL TAXES
SPECIFIC TRADE SCOPE OF WORK REQUIREMENTS
BASE BID
| Club Core |  |  |  |  | 0 |  | 95500 |  | 53012.07 |  | 0 |  | 0 |  | 0 |  | 0
| Equipment |  |  |  |  | 0 |  | 93000 |  | 38162.07
| Pemit, engineering & commissioning |  |  |  |  | 0 |  |  |  | 12350
| Survey |  |  |  |  | 0 |  | 2500 |  | 2500
0
0
0
0
0
0
0
0
0
0
0
0
0
0
0
0
0
0
0
0
0
0
0
0
0
| SUBTOTAL Base Bid |  |  |  |  | 0 |  | 95500 |  | 53012.07 |  | 0 |  | 0 |  | 0 |  | 0
| BOND RATE | [5 empty] | 0% |  | 0% |  | 0% |  | 0% |  | 0% |  | 0%
| BOND AMOUNT |  |  |  |  | 0 |  | 0 |  | 0 |  | 0 |  | 0 |  | 0 |  | 0
| ADJUSTED TOTAL |  |  |  |  | 0 |  | 95500 |  | 53012.07 |  | 0 |  | 0 |  | 0 |  | 0
| Cost per SF |  |  |  |  | 0.79402 |  | 0 |  | 0 |  | 0 |  | 0 |  | 0 |  | 0
QUALIFICATIONS
EXCLUSIONS/OWNER PROVIDED ITEMS:
ALTERNATES:
PROPOSED VE (Provide Clear Description):
FULLY LOADED LABOR RATES
Laborer
Mechanic
Superintendent
Project Manager
SCHEDULE
Prepared shop drawings/submittals
Mobilization
Total duration to complete scope of work
Winner
Company
Contact
Phone
Email
Base Bid | 95500
Need Prequalification
Prequalified

## 28 10 Security
Hedrick Plug
[5 empty] | X | Excluded
[5 empty] | I | Included
| BACK TO SUMMARY SHEET |  |  |  |  | Sub Add/Deduct
Project: | Atlantic Fields Club Core |  |  |  |  | Company | Jade Communications |  | Coranet
Trade: | Electronic Security & Safety Systems |  |  |  |  | Contact | John Spera |  | Carlos Lara
CSI Code: | 28 10 00 |  |  |  |  | Phone | (561) 654-9627 |  | (954) 391-3445
Date: | [5 empty] | Email | johns@jade-com.com |  | Carloslara@coranet.com
[6 empty] | Adjusted Bid | 401795.28 |  | 272804.38 |  | 0 |  | 0 |  | 0 |  | 0
BID DOCUMENTS: |  | Plan/ Spec. Package | QTY | U/M | Unit Cost | Subtotal | Yes/No | Price | Yes/No | Price | Yes/No | Price | Yes/No | Price | Yes/No | Price | Yes/No | Price
GENERAL INCLUSIONS
INCLUDES ALL SALES TAX
ALL HOISTING & RIGGING REQUIRED TO COMPLETE THIS SCOPE
PROVIDE P&P BONDS
FLORIDA STATE CONTRACTORS LIC.
GENERAL LIABILITY AND WORKERS COMP. INSURANCE LIMITS
STATE AND LOCAL TAXES
SPECIFIC TRADE SCOPE OF WORK REQUIREMENTS
BASE BID
| Club Core | [6 empty] | 401795.28 |  | 272804.38 |  | 0 |  | 0 |  | 0 |  | 0
| Base Bid | [6 empty] | 250075.46
| Equipment | [8 empty] | 109593.44
| Cabling | [8 empty] | 35404.4
| Hardware | [8 empty] | 79122.16
| Control Wiring | [8 empty] | 17685.23
| Dining |  |  |  |  | 0
| CCTV Security Camera - wall mounted |  | 5 | ea |  | 0
| CCTV Security Camera - ceiling mounted |  | 38 | ea |  | 0
| Proximity Card Reader |  |  |  |  | 0
| Wireless Access Control Gateway - Salto Bluenet Gateway |  | 2 | ea |  | 0
| Wireless Access Control Extention Node - Salto Bluenet Node |  | 6 | ea |  | 0
| Automated External Defibrillator Cabinet |  | 1 | ea |  | 0
| Hardware |  |  |  |  | 0
| Type A |  | 3 | ea |  | 0
| Card Reader - 1 |  | 3 | ea |  | 0
| Door Position Switch - 1 |  | 3 | ea |  | 0
| Elec Panic Hardware - by others - 1 |  |  |  |  | 0
| Type C |  | 8 | ea |  | 0
| Wireless Slalto Lockset w/ Integrated reader - 1 |  | 8 | ea |  | 0
| Panic Hardware - (integrated?) - 1 |  |  |  |  | 0
| Type E |  | 1 | ea |  | 0
| Wireless Slalto Lockset w/ Integrated reader - 1 |  | 1 | ea |  | 0
| Lever Hardware - (integrated?) - 1 |  |  |  |  | 0
| Lever Hardware - 1 |  |  |  |  | 0
| Type F |  | 2 | ea |  | 0
| Wireless Slalto Lockset w/ Integrated reader - 1 |  | 2 | ea |  | 0
| Lever Hardware - (integrated?) - 1 |  |  |  |  | 0
| Fitness |  |  |  |  | 0
| CCTV Security Camera - wall mounted |  | 3 | ea |  | 0
| CCTV Security Camera - ceiling mounted |  | 5 | ea |  | 0
| Proximity Card Reader |  | 1 | ea |  | 0
| Wireless Access Control Gateway - Salto Bluenet Gateway |  | 1 | ea |  | 0
| Wireless Access Control Extention Node - Salto Bluenet Node |  | 3 | ea |  | 0
| Automated External Defibrillator Cabinet |  | 1 | ea |  | 0
| Hardware |  |  |  |  | 0
| Type A |  | 1 | ea |  | 0
| Card Reader - 1 |  |  |  |  | 0
| Door Position Switch - 1 |  |  |  |  | 0
| Elec Panic Hardware - by others - 1 |  |  |  |  | 0
| Type B |  | 1 | ea |  | 0
| Card Reader - 1 |  | 1 | ea |  | 0
| Door Position Switch - 2 |  | 2 | ea |  | 0
| Elec Panic Hardware - by others - 2 |  |  |  |  | 0
| Type C |  | 7 | ea |  | 0
| Wireless Slalto Lockset w/ Integrated reader - 1 |  | 7 | ea |  | 0
| Panic Hardware - (integrated?) - 1 |  |  |  |  | 0
| Wellness |  |  |  |  | 0
| CCTV Security Camera - wall mounted |  | 13 | ea |  | 0
| CCTV Security Camera - ceiling mounted |  | 22 | ea |  | 0
| Proximity Card Reader |  |  |  |  | 0
| Wireless Access Control Gateway - Salto Bluenet Gateway |  | 2 | ea |  | 0
| Wireless Access Control Extention Node - Salto Bluenet Node |  | 6 | ea |  | 0
| Automated External Defibrillator Cabinet |  | 4 | ea |  | 0
| Hardware |  |  |  |  | 0
| Type A |  | 2 | ea |  | 0
| Card Reader - 1 |  | 2 | ea |  | 0
| Door Position Switch - 1 |  | 2 | ea |  | 0
| Elec Panic Hardware - by others - 1 |  |  |  |  | 0
| Type C |  | 6 | ea |  | 0
| Wireless Slalto Lockset w/ Integrated reader - 1 |  | 6 | ea |  | 0
| Panic Hardware - (integrated?) - 1 |  |  |  |  | 0
| Type D |  | 1 | ea |  | 0
| Card Reader - 1 |  | 1 | ea |  | 0
| Door Position Switch - 1 |  | 1 | ea |  | 0
| IR Sensor - 1 |  | 1 | ea |  | 0
| Lever Hardware - by others - 1 |  |  |  |  | 0
| Type E |  | 1 | ea |  | 0
| Wireless Slalto Lockset w/ Integrated reader - 1 |  | 1 | ea |  | 0
| Lever Hardware - (integrated?) - 1 |  |  |  |  | 0
| Lever Hardware - 1 |  |  |  |  | 0
| Type F |  | 5 | ea |  | 0
| Wireless Slalto Lockset w/ Integrated reader - 1 |  | 5 | ea |  | 0
| Lever Hardware - (integrated?) - 1 |  |  |  |  | 0
| W-110, 111, 112 Lockers |  |  |  |  | 0 |  | 139113.52 |  | 30999.15
| Lockers Lockset - GAT NET LOCK 7020 USB AC |  | 244 | ea |  | 0 | X
| Lockers C Main Controler |  | 2 | ea |  | 0
| Lockers Power Supply |  | 15 | ea |  | 0
| Lockers S1 Controler |  | 11 | ea |  | 0
| Lockers S2 Controler |  | 3 | ea |  | 0
0
| as-buit and shop drawings | [6 empty] | 12606.3
| Contingency |  |  |  |  | 0
| Dock Bar - NA |  |  |  |  | 0
| Spa Pods - NA |  |  |  |  | 0
| SUBTOTAL Base Bid |  |  |  |  | 0 |  | 401795.28 |  | 272804.38 |  | 0 |  | 0 |  | 0 |  | 0
| BOND RATE | [5 empty] | 0% |  | 0% |  | 0% |  | 0% |  | 0% |  | 0%
| BOND AMOUNT |  |  |  |  | 0 |  | 0 |  | 0 |  | 0 |  | 0 |  | 0 |  | 0
| ADJUSTED TOTAL |  |  |  |  | 0 |  | 401795.28 |  | 272804.38 |  | 0 |  | 0 |  | 0 |  | 0
| Cost per SF |  |  |  |  | 0 |  | 0 |  | 0 |  | 0 |  | 0 |  | 0 |  | 0
QUALIFICATIONS
EXCLUSIONS/OWNER PROVIDED ITEMS:
ALTERNATES:
PROPOSED VE (Provide Clear Description):
FULLY LOADED LABOR RATES
Laborer
Mechanic
Superintendent
Project Manager
SCHEDULE
Prepared shop drawings/submittals
Mobilization
Total duration to complete scope of work
Winner | [5 empty] | proposal |  | 401795.28
Company | [5 empty] | Gartner
Contact | [5 empty] | prorated as-builts & shops
Phone | [5 empty] | plugs |  | 0
Email | [5 empty] | exclude |  | 0
Base Bid | 401795.28 |  |  |  |  | total |  | 401795.28
[6 empty] | total from above |  | 401795.28
| Need Prequalification |  |  |  |  | delta |  | 0
Prequalified

## 31 30 Site Work
Hedrick Plug
[5 empty] | X | Excluded
[5 empty] | I | Included
| BACK TO SUMMARY SHEET |  |  |  |  | Sub Add/Deduct
Project: | Atlantic Fields Club Core |  |  |  |  | Company | Guettler Brothers
Trade: | Site Work |  |  |  |  | Contact | David Urbina
CSI Code: | 31 30 00 |  |  |  |  | Phone | (772)-971-6473
Date: | [5 empty] | Email | DUrbina@guettlerconstruction.com
[6 empty] | Adjusted Bid | 2628144 |  | 10000 |  | 10000 |  | 10000 |  | 10000 |  | 10000
BID DOCUMENTS: |  | Plan/ Spec. Package | QTY | U/M | Unit Cost | Subtotal | Yes/No | Price | Yes/No | Price | Yes/No | Price | Yes/No | Price | Yes/No | Price | Yes/No | Price
GENERAL INCLUSIONS
INCLUDES ALL SALES TAX
ALL HOISTING & RIGGING REQUIRED TO COMPLETE THIS SCOPE
PROVIDE P&P BONDS
FLORIDA STATE CONTRACTORS LIC.
GENERAL LIABILITY AND WORKERS COMP. INSURANCE LIMITS
STATE AND LOCAL TAXES
SPECIFIC TRADE SCOPE OF WORK REQUIREMENTS
BASE BID
| Site Work | [6 empty] | 2628144
Hardscape
Grading
| subgrade for stairs |  | 320.6667 | sy | 8 | 2565 |  | 2565
| base material for stairs |  | 320.6667 | sy | 40 | 12827 |  | 12827
| subgrade for pavers |  | 4393 | sy | 8 | 35144 |  | 35144
| base material for pavers |  | 4393 | sy | 40 | 175720 |  | 175720
| subgrade for Crushed Coquina Path |  | 980.4444 | sy | 8 | 7844 |  | 7844
| base material for Crushed Coquina Path |  | 980.4444 | sy | 40 | 39218 |  | 39218
| Base Bid | [6 empty] | 2294826
Civil
Mobilization
Survey
As-builts
Erosion Control
| Silt Fence |  | 3055 | lf
| Silt Fence - Maintenance HB |  | 3055 | lf
Inlet Protection
Earthwork
Build Spa Pods
Build Embankments
Backfill structures
Rough Grade
Fine Grade
| Lower level excavation - to bottom SOG elevation - 42' to 26'-6" |  | 38300 | cy
0
| Utilities |  |  |  |  | 0
0
0
| Paving - by others |  |  |  |  | 0
| Subgrade |  |  |  |  | 0 | X
| Base Material |  |  |  |  | 0 | X
| Asphalt |  |  |  |  | 0 | X
| Curb & gutter - by others |  |  |  |  | 0 | X
| Striping & Signage - by others |  |  |  |  | 0 | X
0
| Temp crane road - stabilized subgrade |  | 3100 | sy | 8 | 24800
| Temp crane road - 8" rock? |  | 3100 | sy | 40 | 124000
| Lower level excavation - site work sub to excavate to top of footing elevation - 42' to 24'-0" |  | 38300 | cy | 5 | 191500
0
Allowance | Generator enclosuure - no details |  | 1 | ls | 10000 | 10000 |  | 10000 |  | 10000 |  | 10000 |  | 10000 |  | 10000 |  | 10000
0
| Remove footing, MEP trench, misc spoils form site |  | 1 | ls | 50000 | 50000 |  | 50000
0
0
0
| SUBTOTAL Base Bid |  |  |  |  | 673618 |  | 2628144 |  | 10000 |  | 10000 |  | 10000 |  | 10000 |  | 10000
| BOND RATE | [5 empty] | 0% |  | 0% |  | 0% |  | 0% |  | 0% |  | 0%
| BOND AMOUNT |  |  |  |  | 0 |  | 0 |  | 0 |  | 0 |  | 0 |  | 0 |  | 0
| ADJUSTED TOTAL |  |  |  |  | 673618 |  | 2628144 |  | 10000 |  | 10000 |  | 10000 |  | 10000 |  | 10000
| Cost per SF |  |  |  |  | 0 |  | 0 |  | 0 |  | 0 |  | 0 |  | 0 |  | 0
QUALIFICATIONS
EXCLUSIONS/OWNER PROVIDED ITEMS:
ALTERNATES:
PROPOSED VE (Provide Clear Description):
FULLY LOADED LABOR RATES
Laborer
Mechanic
Superintendent
Project Manager
SCHEDULE
Prepared shop drawings/submittals
Mobilization
Total duration to complete scope of work
Winner | [5 empty] | proposal
Company | [5 empty] | sub add
Contact | [5 empty] | plugs
Phone | [5 empty] | total
Email | [5 empty] | total above
Base Bid | 2628144 |  |  |  |  | delta
Need Prequalification
Prequalified

## 31 32 Soil Stabilization
Hedrick Plug
[5 empty] | X | Excluded
[5 empty] | I | Included
| BACK TO SUMMARY SHEET |  |  |  |  | Sub Add/Deduct
Project: | Atlantic Fields Club Core / Dock Bar / Spa Pods / Water Features |  |  |  |  | Company | Pending
Trade: | Soil Stabilization |  |  |  |  | Contact
CSI Code: | 31 32 00 |  |  |  |  | Phone
Date: | [5 empty] | Email
[6 empty] | Adjusted Bid | 0 |  | 0 |  | 0 |  | 0 |  | 0 |  | 0
BID DOCUMENTS: |  | Plan/ Spec. Package | QTY | U/M | Unit Cost | Subtotal | Yes/No | Price | Yes/No | Price | Yes/No | Price | Yes/No | Price | Yes/No | Price | Yes/No | Price
GENERAL INCLUSIONS
INCLUDES ALL SALES TAX
ALL HOISTING & RIGGING REQUIRED TO COMPLETE THIS SCOPE
PROVIDE P&P BONDS
FLORIDA STATE CONTRACTORS LIC.
GENERAL LIABILITY AND WORKERS COMP. INSURANCE LIMITS
STATE AND LOCAL TAXES
SPECIFIC TRADE SCOPE OF WORK REQUIREMENTS
BASE BID
| Site Work |  |  |  |  | 0
0
| Wellness |  |  |  |  | 0
| S-103 - SOIL STABILIZATION OR GEOTEXTILE TIEBACK SYSTEM TO BE PROVIDED BY CONTRACTOR TO REMOVE LATERAL EARTH PRESSURE GOING INTO BUILDING AT ALL LOCATIONS WHERE GRADE EXCEEDS EL. 42'-0" |  |  |  |  | 0
Structural load to be removed? Depth and width of area of remidiation? Engineering required?
Allowance | Assume GEOTEXTILE TIEBACK SYSTEM |  | 1 | ls | ???????????????? | #VALUE!
0
0
0
0
0
0
0
0
0
0
0
0
0
0
0
0
0
0
0
0
0
0
0
0
| SUBTOTAL Base Bid |  |  |  |  | #VALUE! |  | 0 |  | 0 |  | 0 |  | 0 |  | 0 |  | 0
| BOND RATE | [5 empty] | 0% |  | 0% |  | 0% |  | 0% |  | 0% |  | 0%
| BOND AMOUNT |  |  |  |  | #VALUE! |  | 0 |  | 0 |  | 0 |  | 0 |  | 0 |  | 0
| ADJUSTED TOTAL |  |  |  |  | #VALUE! |  | 0 |  | 0 |  | 0 |  | 0 |  | 0 |  | 0
| Cost per SF |  |  |  |  | #VALUE! |  | 0 |  | 0 |  | 0 |  | 0 |  | 0 |  | 0
QUALIFICATIONS
EXCLUSIONS/OWNER PROVIDED ITEMS:
ALTERNATES:
PROPOSED VE (Provide Clear Description):
FULLY LOADED LABOR RATES
Laborer
Mechanic
Superintendent
Project Manager
SCHEDULE
Prepared shop drawings/submittals
Mobilization
Total duration to complete scope of work
Winner
Company
Contact
Phone
Email
Base Bid | 0
Need Prequalification
Prequalified

## 31 46 Sheet Piling
Hedrick Plug
[5 empty] | X | Excluded
[5 empty] | I | Included
| BACK TO SUMMARY SHEET |  |  |  |  | Sub Add/Deduct
Project: | Atlantic Fields Club Core / Dock Bar / Spa Pods / Water Features |  |  |  |  | Company
Trade: | Fencing |  |  |  |  | Contact
CSI Code: | 31 46 00 Sheet Piling |  |  |  |  | Phone
Date: | [5 empty] | Email
[6 empty] | Adjusted Bid | 204809 |  | 0 |  | 0 |  | 0 |  | 0 |  | 0
BID DOCUMENTS: |  | Plan/ Spec. Package | QTY | U/M | Unit Cost | Subtotal | Yes/No | Price | Yes/No | Price | Yes/No | Price | Yes/No | Price | Yes/No | Price | Yes/No | Price
GENERAL INCLUSIONS
INCLUDES ALL SALES TAX
ALL HOISTING & RIGGING REQUIRED TO COMPLETE THIS SCOPE
PROVIDE P&P BONDS
FLORIDA STATE CONTRACTORS LIC.
GENERAL LIABILITY AND WORKERS COMP. INSURANCE LIMITS
STATE AND LOCAL TAXES
SPECIFIC TRADE SCOPE OF WORK REQUIREMENTS
BASE BID
| Site Work | [6 empty] | 204809
| Temp steel sheet piling - (base on Caretta pricing) |  |  |  |  | 0 |  | 0
| 2 ft embedment for every 1 ft of exposed height |  |  |  |  | 0 |  | 0
| 17' excavation - 34' embedment? |  | 9690 | sf | 18.1717 | 176084 |  | 176084
| assumes 1 month rental |  |  |  |  | 0 |  | 0
| additional months rental |  | 9690 | sf | 0.742 | 7190 |  | 7190
[6 empty] | 0 |  | 0
| mark-ups |  | 183274 |  | 11.75% | 21535 |  | 21535
[6 empty] | 0 |  | 0
[5 empty] | 20.3523 | 0 |  | 0
[5 empty] | 0.83104 | 0 |  | 0
[6 empty] | 0 |  | 0
[6 empty] | 0 |  | 0
[6 empty] | 0 |  | 0
[6 empty] | 0 |  | 0
[6 empty] | 0 |  | 0
[6 empty] | 0 |  | 0
[6 empty] | 0 |  | 0
[6 empty] | 0 |  | 0
[6 empty] | 0 |  | 0
[6 empty] | 0 |  | 0
[6 empty] | 0 |  | 0
[6 empty] | 0 |  | 0
[6 empty] | 0 |  | 0
[6 empty] | 0 |  | 0
[6 empty] | 0 |  | 0
[6 empty] | 0 |  | 0
[6 empty] | 0 |  | 0
[6 empty] | 0 |  | 0
| SUBTOTAL Base Bid |  |  |  |  | 204809 |  | 204809 |  | 0 |  | 0 |  | 0 |  | 0 |  | 0
| BOND RATE | [5 empty] | 0% |  | 0% |  | 0% |  | 0% |  | 0% |  | 0%
| BOND AMOUNT |  |  |  |  | 0 |  | 0 |  | 0 |  | 0 |  | 0 |  | 0 |  | 0
| ADJUSTED TOTAL |  |  |  |  | 204809 |  | 204809 |  | 0 |  | 0 |  | 0 |  | 0 |  | 0
| Cost per SF |  |  |  |  | 2.3097 |  | 2.3097 |  | 0 |  | 0 |  | 0 |  | 0 |  | 0
QUALIFICATIONS
EXCLUSIONS/OWNER PROVIDED ITEMS:
ALTERNATES:
PROPOSED VE (Provide Clear Description):
FULLY LOADED LABOR RATES
Laborer
Mechanic
Superintendent
Project Manager
SCHEDULE
Prepared shop drawings/submittals
Mobilization
Total duration to complete scope of work
Winner
Company
Contact
Phone
Email
Base Bid | 204809
Need Prequalification
Prequalified

## 32 14 Hardsacpe - Walls
Hedrick Plug
[5 empty] | X | Excluded
[5 empty] | I | Included
| BACK TO SUMMARY SHEET |  |  |  |  | Sub Add/Deduct
Project: | Atlantic Fields Club Core |  |  |  |  | Company | Pending
Trade: | Hardscape |  |  |  |  | Contact
CSI Code: | 32 14 00 |  |  |  |  | Phone
Date: | [5 empty] | Email
[6 empty] | Adjusted Bid | 2205447 |  | 0 |  | 0 |  | 0 |  | 0 |  | 0
BID DOCUMENTS: |  | Plan/ Spec. Package | QTY | U/M | Unit Cost | Subtotal | Yes/No | Price | Yes/No | Price | Yes/No | Price | Yes/No | Price | Yes/No | Price | Yes/No | Price
GENERAL INCLUSIONS
INCLUDES ALL SALES TAX
ALL HOISTING & RIGGING REQUIRED TO COMPLETE THIS SCOPE
PROVIDE P&P BONDS
FLORIDA STATE CONTRACTORS LIC.
GENERAL LIABILITY AND WORKERS COMP. INSURANCE LIMITS
STATE AND LOCAL TAXES
SPECIFIC TRADE SCOPE OF WORK REQUIREMENTS
BASE BID
| Hardscape - Walls |  |  |  |  | 0 |  | 2205447 |  | 0 |  | 0 |  | 0 |  | 0 |  | 0
| Grading - by Owner |  |  |  |  | 0
| subgrade for stairs |  | 368.7667 | sy |  | 0
| base material for stairs |  | 368.7667 | sy |  | 0
| subgrade for pavers |  | 3877.2889 | sy |  | 0
| base material for pavers |  | 3877.2889 | sy |  | 0
| subgrade for Crushed Coquina Path |  | 980.4444 | sy |  | 0
| base material for Crushed Coquina Path |  | 980.4444 | sy |  | 0
0
| Concrete Base |  |  |  |  | 0 |  | Victory
| Conc Paving Pedestrian - assume 4" |  | 4605 | sf | 8 | 36840 |  | 29612
| Conc Paving Vehicular (service drive only) - assume 6" |  | 11769 | sf | 15 | 176535 |  | 176535
| Concrete base for stairs | L3.03-1-4-5 | 3318.9 | sf | 20 | 66378 |  | 312032
| Stone pavers conc support slab - 4" |  | 23184 | sf | 8 | 185472 |  | 249535
0
Allowance | Hardscape - Concrete Retaining Walls - no structural details - assume 12" depth footing cover. |  | 1033.4893 | CY | 780 | 806000 |  | 806000
| Detail: |  |  |  |  | 0
| (1) Stone Veneer Retaining Wall - 12" - Dining east side stairs | L3.04-1 |  | lf |  | 0
| - this should be a curb? |  |  | cy |  | 0
|  |  |  | cy |  | 0
|  |  |  | sf |  | 0
|  |  |  | cy |  | 0
| (2) Stone Veneer Retaining Wall - 24" - Dining - L1.01, L1.03 | L3.04-1 | 282 | lf |  | 0
3.5 | wall - 3.50 t x 2.00 w |  | 73.1111 | cy |  | 0
2.45 | footing - 2.50 x 1.00 - assume 0.7 X wall height |  | 26.1111 | cy |  | 0
2.5 | stone veneer - 2'-6" exposure |  | 705 | sf |  | 0
| drainage back-fill |  | 54.8333 | cy |  | 0
| (3) Stone Veneer Retaining Wall - 12" - Dining service drive east side | L3.04-1 | 76 | lf |  | 0
7 | wall - 7.00 t x 1.00 w |  | 19.7037 | cy |  | 0
4.9 | footing - 5.00 x 1.00 - assume 0.7 X wall height |  | 14.0741 | cy |  | 0
6 | stone veneer - 6'-0" exposure |  | 456 | sf |  | 0
| drainage back-fill |  | 29.5556 | cy |  | 0
| (4) Stone Veneer Free Standing Wall - 12" - Dining service drive east side | L3.04-4 | 58 | lf |  | 0
9 | wall - 9.00 t x 1.00 w |  | 19.3333 | cy |  | 0
6.3 | footing - 6.5 x 1.00 - assume 0.7 X wall height |  | 13.963 | cy |  | 0
8 | stone veneer - |  | 464 | sf |  | 0
6 | stone veneer back side - |  | 348 | sf |  | 0
| drainage back-fill |  | 29 | cy |  | 0
| (5) Stone Veneer Retaining Wall - 12" - Dining grand stair west side - L1.03 | L3.04-1 | 187 | lf |  | 0 | [12 empty] | 40 | 33 | 30
9 | wall - avg height - 9.00 t x 1.00 w |  | 62.3333 | cy |  | 0 | [12 empty] | 27 | 26.5 | 26
6.3 | footing - 6.50 x 1.00 - assume 0.7 X wall height |  | 45.0185 | cy |  | 0 | [12 empty] | 13 | 6.5 | 4 | 7.8333
8 | stone veneer - |  | 1496 | sf |  | 0
| drainage back-fill |  | 93.5 | cy |  | 0
| (6) Stone Veneer Retaining Wall - 12" - Fitness / Pool wrap around - L1.03 | L3.04-1 | 509 | lf |  | 0 | [12 empty] | 31.5 | 31.5 | 31.5 | 31.5 | 32.17 | 35.5 | 38 | 40 | 45
5.75 | wall - avg height - 5.75 t x 1.00 w |  | 108.3981 | cy |  | 0 | [12 empty] | 26.76 | 26.37 | 26.05 | 25.75 | 26 | 32 | 35.5 | 34.5 | 41
4.025 | footing - 4.00 x 1.00 - assume 0.7 X wall height |  | 301.6296 | cy |  | 0 | [12 empty] | 4.74 | 5.13 | 5.45 | 5.75 | 6.17 | 3.5 | 2.5 | 5.5 | 4 | 4.7489
4.75 | stone veneer - |  | 2417.75 | sf |  | 0
| drainage back-fill |  | 162.5972 | cy |  | 0
| (7) Stone Veneer Retaining Wall - 12" - Cart Barn entrance east side - L1.04 |  | 74 | lf |  | 0 | [12 empty] | 44 | 38 | 35 | 28
10.25 | wall - avg height - 10.25 t x 100 w |  | 28.0926 | cy |  | 0 | [12 empty] | 27 | 27 | 27 | 27
7.175 | footing - 7.25 x 1.00 |  | 19.8704 | cy |  | 0 | [12 empty] | 17 | 11 | 8 | 1 | 9.25
9.25 | stone veneer - |  | 684.5 | sf |  | 0
| drainage back-fill |  | 42.1389 | cy |  | 0
| (8) Stone Veneer Retaining Wall - 12" - Cart Barn entrance west side - L1.04 |  | 158 | lf |  | 0 | [12 empty] | 44 | 40 | 38 | 34 | 32 | 32
8.5 | wall - avg height - 8.50 t x 1.00 w |  | 49.7407 | cy |  | 0 | [12 empty] | 27 | 28 | 32 | 32 | 28 | 28
5.95 | footing - 6.00 x 1.00 |  | 35.1111 | cy |  | 0 | [12 empty] | 17 | 12 | 6 | 2 | 4 | 4 | 7.5
7.5 | stone veneer - |  | 1185 | sf |  | 0
| drainage back-fill |  | 74.6111 | cy |  | 0
| (9) Concrete Retaining Wall- 12" - Dining service drive west side | L3.04-6 | 192 | lf |  | 0
11.7 | wall - avg height - 13.00 t x 1.00 w |  | 92.4444 | cy |  | 0
| footing - 8.78 x 1.00 |  | 62.4356 | cy |  | 0
9 | sand blast finish - |  | 1728 | sf |  | 0
| drainage back-fill |  | 124.8 | cy |  | 0
| Concrete Retaining Wall- 12" - Spa Garden |  | 65 | lf |  | 0
8 | wall - 9.00 t x 1.00 w |  | 21.6667 | cy |  | 0
5.6 | footing - 8.75 x 1.00 |  | 21.137 | cy |  | 0
8 | sand blast finish - |  | 520 | sf |  | 0
| drainage back-fill |  | 28.8889 | cy |  | 0
| Concrete Retaining Wall- 12" - Spa Garden entry |  | 47 | lf |  | 0
9 | wall - 9 X 24 X .5 x 2 |  | 8 | cy |  | 0
6.3 | footing - 6.50 x 1.00 - assume 0.7 X wall height |  | 11.3148 | cy |  | 0
| sand blast finish - |  | 216 | sf |  | 0
| drainage back-fill |  | 23.5 | cy |  | 0
0
| Drainage back-fill at retaining walls |  | 448.4389 | cy | 35 | 15695 |  | 15695
0
Allowance | Hardscape - French drain at retaining walls - no details |  | 1648 | lf | 15 | 24700 |  | 24700
0
| Stone Veneer Bulkhead Wall - 14" - no locations called out | L3.04-5 |  |  |  | 0
0
Allowance | Hardscape - Pier for gate detail - no structural details - 8" CMU? | L3.05-2 | 6 | ea | 6600 | 39600 |  | 39600
| 8" CMU - 2' x 2' x 5.25' |  | 252 | sf | 20 | 5040
| 3x3x1 conc footing |  | 2 | cf | 780 | 1560
Allowance | Hardscape - Pool Condenser Enclosure - no structural details - 8" CMU? |  | 37 | lf | 150 | 5600 |  | 5600
| 8" CMU - 5' |  | 222 | sf | 20 | 4440
| 1x1x cont. footing |  | 1.3704 | cy | 780 | 1069
Allowance | Hardscape - Concrete apron at Amphitheater - 6" - no structural details | L3.03-3 | 1.4658 | cf | 780 | 1100 |  | 1100
Allowance | Hardscape - Concrete apron (wall?) at Dining stairs - no details |  | 2.645 | cf | 780 | 2100 |  | 2100
0
Allowance | Hardscape - Stone Veneer - Irregular Florida Keystone - full thickness - 3" to 4" - not able to accurately determine wall heights and stone exposure | L100B | 7756.25 | sf | 70 | 542938 |  | 542938
Detail:
| Stone Veneer Retaining Wall - 24" - Dining - L1.01, L1.03 | L3.04-1 | 282 | lf |  | 0
| stone veneer - 2'-6" exposure |  | 705 | sf |  | 0
| Stone Veneer Retaining Wall - 12" - Dining service drive east side | L3.04-1 | 76 | lf |  | 3)
| stone veneer - 6'-0" exposure |  | 456 | sf |  | 0
| Stone Veneer Free Standing Wall - 12" - Dining service drive east side | L3.04-4 | 58 | lf |  | 0
| stone veneer - |  | 464 | sf |  | 0
| stone veneer back side - |  | 348 | sf |  | 0
| Stone Veneer Retaining Wall - 12" - Dining grand stair west side - L1.03 | L3.04-1 | 187 | lf |  | 0 | [12 empty] | 40 | 33 | 30
| stone veneer - |  | 1496 | sf |  | 0
| Stone Veneer Retaining Wall - 12" - Fitness / Pool wrap around - L1.03 | L3.04-1 | 509 | lf |  | 0 | [12 empty] | 31.5 | 31.5 | 31.5 | 31.5 | 32.17 | 35.5 | 38 | 40 | 45
| stone veneer - |  | 2417.75 | sf |  | 0
| Stone Veneer Retaining Wall - 12" - Cart Barn entrance east side - L1.04 |  | 74 | lf |  | 0 | [12 empty] | 44 | 38 | 35 | 28
| stone veneer - |  | 684.5 | sf |  | 0
| Stone Veneer Retaining Wall - 12" - Cart Barn entrance west side - L1.04 |  | 158 | lf |  | 0
| stone veneer - |  | 1185 | sf |  | 0
| Sone Veneer Bulkhead - 2.08 - EXCLUDE - BY OTHERS | L3.04-5 | 235 | lf |  | 0
| Wood Bulkhead - EXCLUDE - BY OTHERS | L3.04-3 | 241 | lf |  | 0
0
| RFI responses: |  |  |  |  | 0
| Q: Referencing Hardscape drawings L1.02 and L1.04 the Hot Tubs at the Treatment Pods call out both "Hot Tub - Detail L3.10-37" and "Stone Veneer Retaining Wall - Detail L3.01-3/5" We are assuming both applications cannot happen on top of each other. Please clarify with a detail how this detail will work. |  |  |  |  | 0
| A: Notes on L1.02 L1.04 will be changed to "Hot Tub -Detail L3.10-3" only the other detail reference will be removed. |  |  |  |  | 0
| Q: A3.00 Depicts the same hatching for ST-02 leading down to the loading dock service area. Please confirm if that retaining wall is to receive the ST-02 and where is terminates or is it assumed to be wall type W5.16 as noted on A2.10.2 with a single side plaster? |  |  |  |  | 0
| A: That wall is to be .wall type W5.16 as noted on A2.10.2 with a single side plaster |  |  |  |  | 0
0
0
0
0
| SUBTOTAL Base Bid |  |  |  |  | 1915067 |  | 2205447 |  | 0 |  | 0 |  | 0 |  | 0 |  | 0
| BOND RATE | [5 empty] | 0% |  | 0% |  | 0% |  | 0% |  | 0% |  | 0%
| BOND AMOUNT |  |  |  |  | 0 |  | 0 |  | 0 |  | 0 |  | 0 |  | 0 |  | 0
| ADJUSTED TOTAL |  |  |  |  | 1915067 |  | 2205447 |  | 0 |  | 0 |  | 0 |  | 0 |  | 0
| Cost per sf |  |  |  |  | 0 |  | 0 |  | 0 |  | 0 |  | 0 |  | 0 |  | 0
QUALIFICATIONS
EXCLUSIONS/OWNER PROVIDED ITEMS:
ALTERNATES:
PROPOSED VE (Provide Clear Description):
FULLY LOADED LABOR RATES
Laborer
Mechanic
Superintendent
Project Manager
SCHEDULE
Prepared shop drawings/submittals
Mobilization
Total duration to complete scope of work
Winner
Company
Contact
Phone
Email
Base Bid | 2205447
Need Prequalification
Prequalified

## 32 14 Hardsacpe - Pavers
Hedrick Plug
[5 empty] | X | Excluded
[5 empty] | I | Included
| BACK TO SUMMARY SHEET |  |  |  |  | Sub Add/Deduct
Project: | Atlantic Fields Club Core |  |  |  |  | Company | Apex |  | David Watne |  | Perfect Pavers |  | Palm Beach Contracting |  | C.S.E Paving |  | Marbon
Trade: | Hardscape |  |  |  |  | Contact | Billy Scott |  | David W. Bennett |  | Cissy Yang |  | Niki Massey |  | Stephen Warden |  | Paul Vassalotti
CSI Code: | 32 14 00 |  |  |  |  | Phone | (208) 371-2068 |  | (561) 339-7688 |  | (954) 779-1855 |  | (561) 758-9551 |  | (561) 279-9200 |  | (561) 727-8377
Date: | [5 empty] | Email | estimating@apexpavers.com |  | David@dwhardscapes.com |  | cissy.yang@perfectpavers.com |  | niki@palmbeachcontractingservices.com |  | sales@csepaving.com |  | Paul@marbon.com
[6 empty] | Adjusted Bid | 2904043 |  | 3406213 |  | 4005729.32 |  | 4006793.81 |  | 4504172 |  | 6828601.48
BID DOCUMENTS: |  | Plan/ Spec. Package | QTY | U/M | Unit Cost | Subtotal | Yes/No | Price | Yes/No | Price | Yes/No | Price | Yes/No | Price | Yes/No | Price | Yes/No | Price
GENERAL INCLUSIONS
INCLUDES ALL SALES TAX
ALL HOISTING & RIGGING REQUIRED TO COMPLETE THIS SCOPE
PROVIDE P&P BONDS
FLORIDA STATE CONTRACTORS LIC.
GENERAL LIABILITY AND WORKERS COMP. INSURANCE LIMITS
STATE AND LOCAL TAXES
SPECIFIC TRADE SCOPE OF WORK REQUIREMENTS
BASE BID
| Hardscape - Pavers & Stone |  |  |  |  | 0 |  | 2904043 |  | 3406213 |  | 4005729.32 |  | 4006793.81 |  | 4504172 |  | 6828601.48
0
| Pavers |  |  |  |  | 0 |  | 1185802
| Concrete Pavers - Techo Block - Industria Smooth |  | 11711.6 | sf | 25 | 292790 | I |  |  | 292790 |  | 299785.64 |  | 378644.6 |  | 298112 |  | 292790
| Coral Stone Flagstone Pavers |  | 22661.9 | sf |  | 0 | I |  |  | 468000 |  | 755925.59 |  | 860341.16 |  | 1188255 |  | 963072 | 460800 | 437760 | 32256 | 32256 | 963072
| Coral Stone Pavers | [10 empty] | 547080.09 |  |  |  | 638327 |  |  |  |  | 0 | 0 | 0
| Coral Stone Pavers w/ Grass |  | 522.1 | sf |  | 0 | I |  |  | 9825 |  | 22000 |  | 29125.25 | I |  |  | 21985.92 | 10978 | 9471 | 768.46 | 768.46 | 21985.92
| Coral Stone Pavers |  | 4617.25 | sf |  | 0 | I |  |  | 116560 | I |  |  | 192783.84 | I |  |  | 519350.56 | 259204 | 223858 | 18144.28 | 18144.28 | 519350.56
| Coral Stone Pavers - pool deck |  | 5955.85 | sf | 23.1873 | 138100 | I |  |  | 138100 | I |  |  | 296909.44 | I |  | I |  |  |  | 0 | 0 | 0
| Stair Stone Slabs |  |  |  |  | 0 | [14 empty] | 0 | 0 | 0
| Florida Key Stone Slabs - Stairs - 15" x 5" | L3.03-1 | 1450.15 | sf | 275 | 398791 | I |  |  | 398791 |  | 398791 |  | 476987.6 |  | 911237 |  | 1484090 | 693500 | 693500 | 48545 | 48545 | 1484090
| Limestone (assume FL Key Stone) - Stairs - 15" x 5" | L3.03-1 | 1528.35 | sf | 275 | 420296 | I |  |  | 420296 |  | 420296 |  | 193555.61 | I |  |  | 286813 | 134025 | 134025 | 9381.75 | 9381.75 | 286813.5
| Oolite Stone Slabs (assume FL Key Stone) - Stairs - 15" x 5" | L3.03-2 | 340.4 | sf | 275 | 93610 | I |  |  | 93610 |  | 93610 |  | 169807.54 | I |  | I
| Other Stone Details |  |  |  |  | 0
| Florida Key Stone Block Wall (prev Oolite) Wellness steps to pool - 18" x 34" | L3.04-2 | 807.3 | lf | 750 | 605475 |  | 605475 |  | 605475 |  | 605475 |  | 605475 |  | 605475 |  | 605475
2.5 | Stone Amphitheater Wall - Oolite cut bolders - 18" x 34" | L3.04-2 | 911.95 | lf | 750 | 683963 |  | 683963 |  | 683963 |  | 683963 |  | 594144.16 |  | 683963 |  | 2554480 | 1332000 | 1036000 | 93240 | 93240 | 2554480
| Stone Banding - Florida Key Stone - 12" x 24" | L3.04-7 | 120.75 | lf | 750 | 90563 |  | 90563 |  | 90563 |  | 90563 |  | 90563 |  | 90563 |  | 12305 | 5750 | 5750 | 402.5 | 402.5 | 12305
0
| Crushed Coquina Path - sf |  | 8824 | sf | 10 | 88240 |  | 88240 |  | 88240 |  | 88240 |  | 80095.41 |  | 88240 |  | 88240
0
| Misc |  |  |  |  | 0 | [7 empty] | 38361.2
0
| Scope Contingency |  |  |  |  | 0 |  | 250000
0
| RFI responses: |  |  |  |  | 0
| Q: On sheet L1.00B – Coral Stone Paving and Coral Stone Flagstone Paving are labeled as two detail callouts and one of the detail callouts (L3.01-3) is the same. Please clarify. |  |  |  |  | 0
| A: Coral Stone Flagstone Paving will have the L3.01-3 Detail Reference removed. This spec will be changed from 3/4" to 2". |  |  |  |  | 0
| Q: On sheet L1.00B – Limestone Stairs and Florida Key Stone Slabs Stairs are labeled as the same detail callout (L3.03-1) is the same. Please clarify. |  |  |  |  | 0
| A: They both reference the same detail but different materials. Note 1 on Detail sheet calls out Material Schedule. |  |  |  |  | 0
| Q: On sheet L1.00B – Oolite Block Wall and Amphitheater Wall are labeled as the same detail callout (L3.04-2). Please clarify. |  |  |  |  | 0
| A: Oolite Block wall will be removed from list as material will be Florda Key Stone. |  |  |  |  | 0
| Q: On sheet L1.00B – Stone Banding L3.04-7 – This material has no specifications. |  |  |  |  | 0
| A: Florida Keystone Note 1. on detail will change to "See Sheet L1.00B. |  |  |  |  | 0
| Q: On sheet L1.00B – Coral Stone Coping L3.02-5 – This material has no specifications. |  |  |  |  | 0
| A: Disregard this Detail. It will be removed as it is no longer provided. |  |  |  |  | 0
| Q: On sheet L1.00B – tone Paving Over Structure L3.02-4 – This material has no specifications. |  |  |  |  | 0
| A: Palladium White Coral Stone |  |  |  |  | 0
| Q: L3.01-3/4 Coral Stone Walkway: please clarify if this area has a border paver as plan shows some sort of border but the plan detail does not provide this information. |  |  |  |  | 0
| A: Detail will be modified to show only walkways on plan that show a band will get a 18"x36" band. |  |  |  |  | 0
| Q: L3.01-8 Coral Stone w/ Grass Joints: Please provide spec for edge restraint for these areas. |  |  |  |  | 0
| A: A detail for Permalock cleanline will be added |  |  |  |  | 0
| Q: It is our understanding that the owner has directly hired a company for all the decorative vehicular (cart path) walks. These walks are called out and specified on the Hardscape documents. Please advise if these are to be included by Contractor or by Owner. |  |  |  |  | 0
| A: Owner will construct all cart paths; contractor shall provide all other walkways. |  |  |  |  | 0
0
0
| SUBTOTAL Base Bid |  |  |  |  | 2811828 |  | 2904043 |  | 3406213 |  | 4005729.32 |  | 4006793.81 |  | 4504172 |  | 6828601.48
| BOND RATE | [5 empty] | 0% |  | 0% |  | 0% |  | 0% |  | 0% |  | 0%
| BOND AMOUNT |  |  |  |  | 0 |  | 0 |  | 0 |  | 0 |  | 0 |  | 0 |  | 0
| ADJUSTED TOTAL |  |  |  |  | 2811828 |  | 2904043 |  | 3406213 |  | 4005729.32 |  | 4006793.81 |  | 4504172 |  | 6828601.48
| Cost per sf |  |  |  |  | 0 |  | 0 |  | 0 |  | 0 |  | 0 |  | 0 |  | 0
QUALIFICATIONS
EXCLUSIONS/OWNER PROVIDED ITEMS:
ALTERNATES:
PROPOSED VE (Provide Clear Description):
FULLY LOADED LABOR RATES
Laborer
Mechanic
Superintendent
Project Manager
SCHEDULE
Prepared shop drawings/submittals
Mobilization
Total duration to complete scope of work
Winner | [5 empty] | proposal |  | 1185802
Company | [5 empty] | allowance |  | 0
Contact | [5 empty] | plugs |  | 1718241
Phone | [5 empty] | remove |  | 0
Email | [5 empty] | add |  | 0
Base Bid | 2904043 |  |  |  |  | total |  | 2904043
[6 empty] | total above |  | 2904043
| Need Prequalification |  |  |  |  | delta |  | 0
Prequalified

## 32 31 Fence & Gates
Hedrick Plug
[5 empty] | X | Excluded
[5 empty] | I | Included
| BACK TO SUMMARY SHEET |  |  |  |  | Sub Add/Deduct
Project: | Atlantic Fields Club Core / Dock Bar / Spa Pods / Water Features |  |  |  |  | Company | A Great Fence
Trade: | Fence & Gates |  |  |  |  | Contact | Melissa Smith
CSI Code: | 32 31 00 |  |  |  |  | Phone | (772) 812-0223
Date: | [5 empty] | Email | bids@agreatfence.com
[6 empty] | Adjusted Bid | 206780 |  | 0 |  | 0 |  | 0 |  | 0 |  | 0
BID DOCUMENTS: |  | Plan/ Spec. Package | QTY | U/M | Unit Cost | Subtotal | Yes/No | Price | Yes/No | Price | Yes/No | Price | Yes/No | Price | Yes/No | Price | Yes/No | Price
GENERAL INCLUSIONS
INCLUDES ALL SALES TAX
ALL HOISTING & RIGGING REQUIRED TO COMPLETE THIS SCOPE
PROVIDE P&P BONDS
FLORIDA STATE CONTRACTORS LIC.
GENERAL LIABILITY AND WORKERS COMP. INSURANCE LIMITS
STATE AND LOCAL TAXES
SPECIFIC TRADE SCOPE OF WORK REQUIREMENTS
BASE BID
| Hardscape | [6 empty] | 206780
0
| Pool Fence |  |  |  |  | 0 |  | 0
| Hardscape Fence Detail |  |  |  |  | 0 |  | 0
| 4' - 3x3 tube steel posts / concrete footing | 3/L3.05 | 1048 | lf |  | 0 |  | 103980
[6 empty] | 0 |  | 0
| Hardscape Gate Detail | 2/L3.05 |  |  |  | 0 |  | 4880
| 2' gate section - 2 ea |  | 3 | ea | 500 | 1500 |  | 1500
| 4' x 4' gate |  | 3 | ea |  | 0 | I | 0
[6 empty] | 0 |  | 0
allowance | Fence & Gates - Wood Pool Enclosure Gate - no detail or dimensions | 1/L3.05 | 1 | ea | 25000 | 25000 |  | 25000
| wood cladding on steel frame |  |  |  |  | 0 |  | 0
| steel posts & beam |  |  |  |  | 0 |  | 0
[6 empty] | 0 |  | 0
| Site Handrails | 4/L3.03 |  |  |  | 0 |  | 0
| Total handrails |  | 620 | lf |  | 0 |  | 45440
| Handrail sections |  | 83 | ea |  | 0 |  | 0
[6 empty] | 0 |  | 0
| Retaining Wall Guard Rail | L3.03-6 | 192 | lf |  | 0 |  | 25980
[6 empty] | 0 |  | 0
[6 empty] | 0 |  | 0
[6 empty] | 0 |  | 0
[6 empty] | 0 |  | 0
[6 empty] | 0 |  | 0
[6 empty] | 0 |  | 0
[6 empty] | 0 |  | 0
[6 empty] | 0 |  | 0
[6 empty] | 0 |  | 0
[6 empty] | 0 |  | 0
| SUBTOTAL Base Bid |  |  |  |  | 26500 |  | 206780 |  | 0 |  | 0 |  | 0 |  | 0 |  | 0
| BOND RATE | [5 empty] | 0% |  | 0% |  | 0% |  | 0% |  | 0% |  | 0%
| BOND AMOUNT |  |  |  |  | 0 |  | 0 |  | 0 |  | 0 |  | 0 |  | 0 |  | 0
| ADJUSTED TOTAL |  |  |  |  | 26500 |  | 206780 |  | 0 |  | 0 |  | 0 |  | 0 |  | 0
| Cost per SF |  |  |  |  | 0.29885 |  | 2.332 |  | 0 |  | 0 |  | 0 |  | 0 |  | 0
QUALIFICATIONS
EXCLUSIONS/OWNER PROVIDED ITEMS:
ALTERNATES:
PROPOSED VE (Provide Clear Description):
FULLY LOADED LABOR RATES
Laborer
Mechanic
Superintendent
Project Manager
SCHEDULE
Prepared shop drawings/submittals
Mobilization
Total duration to complete scope of work
Winner
Company
Contact
Phone
Email
Base Bid | 206780
Need Prequalification
Prequalified

## 32 80 Landscape
Hedrick Plug
[5 empty] | X | Excluded
[5 empty] | I | Included
| BACK TO SUMMARY SHEET |  |  |  |  | Sub Add/Deduct
Project: | Atlantic Fields Club Core / Dock Bar / Spa Pods / Water Features |  |  |  |  | Company | TCI Rood |  | Custom Landscapes |  | A Cut Above |  | Down to Earth |  | Swallowtail
Trade: | Landscape & Irrigation |  |  |  |  | Contact | Maira Mendez |  | Gerald Wenta |  | Sonia Almanza |  | Anna Buttenschon |  | Steve Kross
CSI Code: | 32 80 00 |  |  |  |  | Phone | (561) 951-9220 |  | (772) 216-3587 |  | (561) 795-1995 |  | (954) 439-2662 |  | (772) 360-7132
Date: | [5 empty] | Email | mmendez@tcirrigation.com |  | geraldwenta@gmail.com |  | Sonia Almanza <sonia@acalandscape.net> |  | Anna.Buttenschon@down2earthinc.com |  | sjkross@aol.com
[6 empty] | Adjusted Bid | 1769458.72 |  | 1915387.25 |  | 2325813 |  | 2433299.13 |  | 2106808 |  | 0
BID DOCUMENTS: |  | Plan/ Spec. Package | QTY | U/M | Unit Cost | Subtotal | Yes/No | Price | Yes/No | Price | Yes/No | Price | Yes/No | Price | Yes/No | Price | Yes/No | Price
GENERAL INCLUSIONS
INCLUDES ALL SALES TAX
ALL HOISTING & RIGGING REQUIRED TO COMPLETE THIS SCOPE
PROVIDE P&P BONDS
FLORIDA STATE CONTRACTORS LIC.
GENERAL LIABILITY AND WORKERS COMP. INSURANCE LIMITS
STATE AND LOCAL TAXES
SPECIFIC TRADE SCOPE OF WORK REQUIREMENTS
BASE BID
| Landscape - labor only |  |  |  |  | 0 |  | 711420.5 |  | 1067230.25 |  | 1478894.73 |  | 1143152.86 |  | 1278488
| Install only specified plants |  |  |  |  | 0 | I |  | I |  | I |  | I
| Staking / guying of trees & palms |  |  |  |  | 0 | I |  | I |  | I |  | I
| Shredded hardwood mulch |  |  |  |  | 0 |  | 212300 | I |  |  | 125080 |  | 231300 |  | 115390
| Bahia sod |  |  |  |  | 0 |  | 23992.5 |  | 12000 |  | 4500 |  | 11372.58 |  | 12000
| Back fill at plant pits |  |  |  |  | 0 | I |  | I |  | I |  |  | 668885
| Planting Soil | [6 empty] | 13800 |  | 65000 |  | 64900 | I
| Fertilizer |  |  |  |  | 0 |  | 12000 | I |  |  | 12250 |  | 26133
| Aluminum edging | [6 empty] | 8400 |  | 9000 |  | 9000 |  | 9000
| Supplemental Watering | [6 empty] | 7500 |  | 7500 |  | 7500 |  | 7500
| Root barrier | [5 empty] | X | -29700
Allowance | Landscape - Root barrier - need to confirm locations |  | 3500 | lf | 28 | 98000 |  | 98000 |  | 98000 |  | 98000 |  | 98000 |  | 98000
[6 empty] | 0 | [7 empty] | 0
| Banyon trees - installed by Owner per RFI repsonse |  |  |  |  | 0 | X |  | X |  |  |  | X | -322210.06 | X
[6 empty] | 0 | [7 empty] | 0
| Irrigation system - provide and insstall |  | 1 | ls |  | 0 |  | 566745.72 |  | 656657 |  | 595200 |  | 560165.75 |  | 602930
[6 empty] | 0 | [7 empty] | 0
| Bond |  |  |  |  | 0 | [5 empty] | -39511.73 |  | 0
[6 empty] | 0 | [7 empty] | 0
| Coquina path |  |  |  |  | 0 | [7 empty] | 90262.4
| coquina |  |  |  |  | 0 | [5 empty] | -19000 |  | -90262.4
| fabric |  |  |  |  | 0 | [5 empty] | -2000 |  | 0
| edging |  |  |  |  | 0 | [5 empty] | -9000 |  | 0
[6 empty] | 0 | [7 empty] | 0
| Contingency |  |  |  |  | 0 |  | 145000 | [5 empty] | 0
[6 empty] | 0 | [7 empty] | 0
[6 empty] | 0 | [7 empty] | 0
[6 empty] | 0 | [7 empty] | 0
[6 empty] | 0 | [7 empty] | 0
[6 empty] | 0 | [7 empty] | 0
| SUBTOTAL Base Bid |  |  |  |  | 98000 |  | 1769458.72 |  | 1915387.25 |  | 2325813 |  | 2433299.13 |  | 2106808 |  | 0
| BOND RATE | [5 empty] | 0% |  | 0% |  | 0% |  | 0% |  | 0% |  | 0%
| BOND AMOUNT |  |  |  |  | 0 |  | 0 |  | 0 |  | 0 |  | 0 |  | 0 |  | 0
| ADJUSTED TOTAL |  |  |  |  | 98000 |  | 1769458.72 |  | 1915387.25 |  | 2325813 |  | 2433299.13 |  | 2106808 |  | 0
| Cost per SF |  |  |  |  | 1.1052 |  | 19.9551 |  | 21.6008 |  | 26.2294 |  | 27.4416 |  | 23.7596 |  | 0
QUALIFICATIONS
EXCLUSIONS/OWNER PROVIDED ITEMS:
ALTERNATES:
PROPOSED VE (Provide Clear Description):
FULLY LOADED LABOR RATES
Laborer
Mechanic
Superintendent
Project Manager
SCHEDULE
Prepared shop drawings/submittals
Mobilization
Total duration to complete scope of work
Winner | [5 empty] | proposal |  | 969913 |  | 1067230.25 |  | 2297324.73 |  | 2036253.59
Company | [5 empty] | allowance |  | 98000 |  | 98000 |  | 98000 |  | 98000
Contact | [5 empty] | plugs |  | 164500 |  | 93500
Phone | [5 empty] | remove |  | -29700 |  |  |  | -69511.73 |  | -412472.46
Email | [5 empty] | add |  | 566745.72 |  | 656657 |  |  |  | 695018
Base Bid | 1769458.72 |  |  |  |  | total |  | 1769458.72 |  | 1915387.25 |  | 2325813 |  | 2416799.13
[6 empty] | total above |  | 1769458.72 |  | 1915387.25 |  | 2325813 |  | 2433299.13
| Need Prequalification |  |  |  |  | delta |  | 0 |  | 0 |  | 0 |  | 16500
Prequalified
145928.53
72964.265

## 35 00 Marine
Hedrick Plug
[5 empty] | X | Excluded
[5 empty] | I | Included
| BACK TO SUMMARY SHEET |  |  |  |  | Sub Add/Deduct
Project: | Atlantic Fields Club Core / Dock Bar / Spa Pods / Water Features |  |  |  |  | Company
Trade: | Marine Construction |  |  |  |  | Contact
CSI Code: | 35 00 00 |  |  |  |  | Phone
Date: | [5 empty] | Email
[6 empty] | Adjusted Bid | 0 |  | 0 |  | 0 |  | 0 |  | 0 |  | 0
BID DOCUMENTS: |  | Plan/ Spec. Package | QTY | U/M | Unit Cost | Subtotal | Yes/No | Price | Yes/No | Price | Yes/No | Price | Yes/No | Price | Yes/No | Price | Yes/No | Price
GENERAL INCLUSIONS
INCLUDES ALL SALES TAX
ALL HOISTING & RIGGING REQUIRED TO COMPLETE THIS SCOPE
PROVIDE P&P BONDS
FLORIDA STATE CONTRACTORS LIC.
GENERAL LIABILITY AND WORKERS COMP. INSURANCE LIMITS
STATE AND LOCAL TAXES
SPECIFIC TRADE SCOPE OF WORK REQUIREMENTS
BASE BID
[6 empty] | 0 |  | 0
[6 empty] | 0 |  | 0
[6 empty] | 0 |  | 0
[6 empty] | 0 |  | 0
[6 empty] | 0 |  | 0
[6 empty] | 0 |  | 0
[6 empty] | 0 |  | 0
[6 empty] | 0 |  | 0
[6 empty] | 0 |  | 0
[6 empty] | 0 |  | 0
[6 empty] | 0 |  | 0
[6 empty] | 0 |  | 0
[6 empty] | 0 |  | 0
[6 empty] | 0 |  | 0
[6 empty] | 0 |  | 0
[6 empty] | 0 |  | 0
[6 empty] | 0 |  | 0
[6 empty] | 0 |  | 0
[6 empty] | 0 |  | 0
[6 empty] | 0 |  | 0
[6 empty] | 0 |  | 0
[6 empty] | 0 |  | 0
[6 empty] | 0 |  | 0
[6 empty] | 0 |  | 0
[6 empty] | 0 |  | 0
[6 empty] | 0 |  | 0
[6 empty] | 0 |  | 0
[6 empty] | 0 |  | 0
[6 empty] | 0 |  | 0
| SUBTOTAL Base Bid |  |  |  |  | 0 |  | 0 |  | 0 |  | 0 |  | 0 |  | 0 |  | 0
| BOND RATE | [5 empty] | 0% |  | 0% |  | 0% |  | 0% |  | 0% |  | 0%
| BOND AMOUNT |  |  |  |  | 0 |  | 0 |  | 0 |  | 0 |  | 0 |  | 0 |  | 0
| ADJUSTED TOTAL |  |  |  |  | 0 |  | 0 |  | 0 |  | 0 |  | 0 |  | 0 |  | 0
| Cost per SF |  |  |  |  | 0 |  | 0 |  | 0 |  | 0 |  | 0 |  | 0 |  | 0
QUALIFICATIONS
EXCLUSIONS/OWNER PROVIDED ITEMS:
ALTERNATES:
PROPOSED VE (Provide Clear Description):
FULLY LOADED LABOR RATES
Laborer
Mechanic
Superintendent
Project Manager
SCHEDULE
Prepared shop drawings/submittals
Mobilization
Total duration to complete scope of work
Winner
Company
Contact
Phone
Email
Base Bid | 0
Need Prequalification
Prequalified

## 41 22 Crane and Hoist (hidden)
Hedrick Plug
Excluded
| BACK TO SUMMARY SHEET |  |  |  |  | Included | Bidder 1 |  | Bidder 2 |  | Bidder 3 |  | Bidder 4 |  | Bidder5 |  | Bidder6
Project: | Atlantic Fields Club Core / Dock Bar / Spa Pods / Water Features |  |  |  |  | Company
Trade: | Cranes and Hoist |  |  |  |  | Contact
CSI Code: | 41 22 |  |  |  |  | Phone
Date: | [5 empty] | Email
Adjusted Bid | [5 empty] | Adjusted Bid | 0 |  | 0 |  | 0 |  | 0 |  | 0 |  | 0
BID DOCUMENTS: |  | Plan/ Spec. Package | QTY | U/M | Unit Cost | Subtotal | Yes/No | Price | Yes/No | Price | Yes/No | Price | Yes/No | Price | Yes/No | Price | Yes/No | Price
Plans By Division
| #REF! | P
| #REF! | P
| #REF! | P
| #REF! | P
| #REF! | P
| #REF! | P
| #REF! | P
| #REF! | P
| #REF! | P
Crane and Hoist
OCIP Insurance per exhibit
GENERAL INCLUSIONS
INCLUDES ALL SALES TAX
ALL HOISTING & RIGGING REQUIRED TO COMPLETE THIS SCOPE
PROVIDE P&P BONDS
FLORIDA STATE CONTRACTORS LIC.
GENERAL LIABILITY AND WORKERS COMP. INSURANCE LIMITS
STATE AND LOCAL TAXES
SPECIFIC TRADE SCOPE OF WORK REQUIREMENTS
BASE BID
| Crane SK405.20 by Maxim Crane Works 10/04/23 |  | 1 | mo | 49418.3
Jib L05 (219 ft Max HR)
Single Trolley
Base S35 Anchor Stools
Tip Capacity 10141 @219'
Max capacity 22046 lbs @105'
Init/Fin Hook Ht 99ft
| Crane SK405.20 by Maxim Crane Works 10/04/23 |  | 1 | mo | 50298.3
Jib L05 (219 ft Max HR)
Single Trolley
Base S32 Anchor Stools
Tip Capacity 10141 @219'
Max capacity 22046 lbs @105'
Init/Fin Hook Ht 137ft
| Crane SK405.20 by Maxim Crane Works 10/04/23 |  | 1 | mo | 52852
Jib L04 (199 ft Max HR)
Single Trolley
Base S60 Anchor Stools
Tip Capacity 13007 @199'
Max capacity 22046 lbs @123'
Init/Fin Hook Ht 176ft
| Single Hoist by United Hoist Equipment 4/16/2024 |  | 1 | mo | 74300.8
Tower Height 85ft
No. of gates 6
Capacity 6000
| Twin Hoist by United Hoist Equipment 4/16/2024 |  | 1 | mo | 123514.3
Tower Height 85ft
No. of gates 12
Capacity 6000
[5 empty] | SUBTOTAL |  |  | 0 |  | 0 |  | 0 |  | 0 |  | 0 |  | 0
[5 empty] | BOND RATE |  | 0% |  | 0% |  | 0% |  | 0% |  | 0% |  | 0%
[5 empty] | BOND AMOUNT |  |  | 0 |  | 0 |  | 0 |  | 0 |  | 0 |  | 0
[5 empty] | ADJUSTED TOTAL |  |  | 0 |  | 0 |  | 0 |  | 0 |  | 0 |  | 0
[5 empty] | Cost per SF |  |  | 0 |  | 0 |  | 0 |  | 0 |  | 0 |  | 0
[5 empty] | Cost per Unit |  |  | #DIV/0! |  | #DIV/0! |  | #DIV/0! |  | #DIV/0! |  | #DIV/0! |  | #DIV/0!
QUALIFICATIONS
EXCLUSIONS/OWNER PROVIDED ITEMS:
ALTERNATES:
PROPOSED VE (Provide Clear Description):
FULLY LOADED LABOR RATES
Laborer
Mechanic
Superintendent
Project Manager
SCHEDULE
Prepared shop drawings/submittals
Mobilization
Total duration to complete scope of work
Winner | Crane
Company
Contact
Phone
Email
Base Bid
Winner | Hoist
Company
Contact
Phone
Email
Base Bid

## SiteWorkPrices (hidden)
General Conditions
10 | Mobilization | 1.00LS |  | 17500 | 17500
20 | Construction Layout And As-Built Survey | 1.00LS |  | 33960 | 33960
Erosion Control
50 | Silt Fence | 2,600.00LF |  | 1 | 2600
55 | Silt Fence Maintenance | 6.00MO |  | 800 | 4800
70 | Inlet Protection | 22.00EACH |  | 250 | 5500
75 | Turbidity Barrier | 100.00LF |  | 10 | 1000
Site Prep And Mass Grading
108 | Clear/Grub/Disk Site | 1.00LS |  | 31000 | 31000
110 | Site Cut To Fill | 600.00CY |  | 4.5 | 2700
115 | Import Fill, Place And Compact | 19,500.00CY |  | 12 | 234000
120 | Machine Grade Rough | 28,300.00SY |  | 0.35 | 9905
125 | Machine Grade Fine | 28,300.00SY |  | 1.2 | 33960
130 | Site Grade Final (Pre-Landscape) | 1.00LS |  | 34000 | 34000
135 | Sod Dry Retention Areas | 4,200.00SY |  | 2.5 | 10500
Paving Onsite
200 | 12" Stabilized Subgrade, LBR40 | 8,600.00SY |  | 4.8 | 41280
205 | 6-1/2" FDOT Rock Base, LBR100 | 8,100.00SY |  | 11 | 89100
215 | 3/4" Asphalt Bottom Lift, Type S | 8,000.00SY |  | 6.6 | 52800
220 | 3/4" Asphalt Top Lift, Type S | 8,000.00SY |  | 7 | 56000
225 | Vehicular Brick Pavers (Standard Size/Color/Pattern) | 85.00SY |  | 51 | 4335
230 | Concrete Pavement 6" | 1,500.00SF |  | 6 | 9000
240 | Type D Curb (Machined) | 4,250.00LF |  | 11.2 | 47600
241 | Type D Curb (Hand Formed) | 110.00LF |  | 17.2 | 1892
242 | 2' Valley Gutter Curb | 250.00LF |  | 19.2 | 4800
245 | Header Curb | 145.00LF |  | 21 | 3045
250 | Concrete Sidewalk 4" | 14,000.00SF |  | 3.8 | 53200
252 | Concrete Bike Rack 4" | 120.00SF |  | 7.2 | 864
255 | ADA Ramp | 7.00EACH |  | 800 | 5600
256 | Guardrail (Includes TL-3 Guardrail And TL-2 End Sections) (Excludes Asphalt Mowing Strip) | 650.00LF |  | 43 | 27950
260 | Striping And Signage | 1.00LS |  | 13650 | 13650
Storm Drainage
300 | 4" HDPE RWL (Includes All Fittings) | 55.00LF |  | 34 | 1870
305 | 6" HDPE RWL (Includes All Fittings) | 76.00LF |  | 36 | 2736
310 | 8" HDPE RWL (Includes All Fittings) | 271.00LF |  | 43 | 11653
315 | 12" HDPE | 560.00LF |  | 38 | 21280
320 | 15" HDPE | 467.00LF |  | 44 | 20548
325 | 18" HDPE | 142.00LF |  | 50 | 7100
330 | 24" HDPE | 1,775.00LF |  | 60 | 106500
332 | 24" Cap | 61.00LF |  | 88 | 5368
335 | 12" HDPE Perforated W/2'x2' Under Drain | 153.00LF |  | 95 | 14535
340 | Cleanout With Concrete Collar | 4.00EACH |  | 980 | 3920
345 | Yard Drain | 8.00EACH |  | 1700 | 13600
350 | Type C Catch Basin W/USF 6212 | 1.00EACH |  | 4250 | 4250
355 | Type C Water Control Structure W/USF 6611 | 1.00EACH |  | 4100 | 4100
360 | Type E Structure W/USF 6290 | 5.00EACH |  | 5200 | 26000
362 | 5' X 6' Control Structure | 1.00EACH |  | 28000 | 28000
364 | 4' Round PC Catch Basin W/USF 4155-6209 | 8.00EACH |  | 4700 | 37600
366 | 4' Round PG Curb Inlet W/USF 5130-6168 | 9.00EACH |  | 4600 | 41400
368 | 4' Round PV Valley Inlet W/USF 5113-6194 | 2.00EACH |  | 4550 | 9100
369 | 4' Manhole W/USF 170-F | 1.00EACH |  | 4400 | 4400
370 | 24" Concrete Headwall | 1.00EACH |  | 5400 | 5400
380 | Storm Drainage Dewatering | 3,560.00LF |  | 10 | 35600
385 | Clean/Final Storm Drainage | 3,560.00LF |  | 5 | 17800
Sanitary Sewer
405 | 8" SDR26 (6-8) | 30.00LF |  | 46 | 1380
410 | 8" SDR26 (8-10) | 220.00LF |  | 50 | 11000
415 | 4' Dia Manhole (6-8) | 1.00EACH |  | 6500 | 6500
420 | 4' Dia Manhole (8-10) | 1.00EACH |  | 7600 | 7600
425 | 6" SDR26-Sewer Services | 278.00LF |  | 40 | 11120
426 | 4" PVC Sanitary Sewer-Grease Trap (Includes All Fittings And Cleanouts) | 1.00LS |  | 2700 | 2700
428 | Grease Trap | 2.00EACH |  | 10000 | 20000
440 | Sanitary Sewer Dewatering | 250.00LF |  | 10 | 2500
445 | Test/Final Sanitary Sewer | 250.00LF |  | 5 | 1250
Force Main And Lift Station
460 | 4" C900 Force Main | 305.00LF |  | 45 | 13725
470 | MJ Fittings | 1.00LS |  | 2300 | 2300
475 | Lift Station | 1.00LS |  | 132000 | 132000
485 | Sanitary Sewer Dewatering | 305.00LF |  | 10 | 3050
490 | Test/Final Force Main | 305.00LF |  | 5 | 1525
Potable Water Main
505 | 8" C900 DR18 Water Main | 1,343.00LF |  | 30 | 40290
506 | 8" Ductile Iron Water Main | 50.00LF |  | 45 | 2250
510 | 8" Gate Valve Assembly | 4.00EACH |  | 2600 | 10400
515 | 6" C900 DR18 Water Main | 110.00LF |  | 28 | 3080
520 | 6" Gate Valve Assembly | 2.00EACH |  | 2350 | 4700
525 | 4" Single Water Service W/RPZ | 1.00LS |  | 22000 | 22000
530 | Fire Hydrant Assembly W/Gate Valve | 4.00EACH |  | 5300 | 21200
535 | 4" Gate Valve Assembly | 1.00EACH |  | 1800 | 1800
540 | MJ Fittings | 1.00LS |  | 3550 | 3550
545 | Lift Station Water Service | 1.00EACH |  | 2500 | 2500
550 | Test/Final Water Main | 1.00LS |  | 2800 | 2800
Fire Main
600 | 6" Ductile Iron Fire Main | 135.00LF |  | 70 | 9450
605 | 6" DDCV | 1.00EACH |  | 10000 | 10000
610 | 4" Ductile Iron Fire Main | 15.00LF |  | 28 | 420
615 | MJDI Fittings | 1.00LS |  | 2100 | 2100
620 | 4" Fire Department Connection | 1.00EACH |  | 2500 | 2500
625 | 6" Fire Line Stub Out | 1.00EACH |  | 1800 | 1800
630 | Final/Test Fire Main | 1.00LS |  | 2200 | 2200
General Conditions
10 | Mobilization | 1.00LS |  | 17500 | 17500
20 | Construction Layout And As-Built Survey | 1.00LS |  | 12040 | 12040
30 | MOT | 1.00LS |  | 10000 | 10000
Erosion Control
50 | Silt Fence | 1,700.00LF |  | 1 | 1700
55 | Silt Fence Maintenance |  |  | 6.00MO |  | 800 |  | 4800
60 | Aggregate Construction Entrance |  |  | 1.00EACH | 3200 |  | 3200
65 | Construction Entrance Maintenance | 12.00MO |  | 1870 | 22440
70 | Inlet Protection |  |  | 8.00EACH |  | 250 |  | 2000
Site Prep And Mass Grading
100 | Demo Existing Asphalt | 900.00SY |  | 5 | 4500
105 | Remove Existing Guardrail |  |  |  |  | 1.00LS |  | 2600 |  |  | 2600
108 | Clear/Grub/Disk Site |  |  |  |  | 1.00LS | 13400 |  | 13400
110 | Site Cut To Fill |  |  |  | 700.00CY |  |  |  | 4.5 |  |  | 3150
115 | Import Fill, Place And Compact | 11,500.00CY |  |  |  | 12 | 138000
120 | Machine Grade Rough | 11,600.00SY |  |  |  |  | 0.35 |  |  | 4060
125 | Machine Grade Fine | 11,600.00SY |  |  |  |  | 1.2 |  | 13920
135 | Sod Dry Retention Areas |  |  | 3,800.00SY |  |  |  | 2.5 |  |  | 9500
Paving Onsite
200 | 12" Stabilized Subgrade, LBR40 | 2,400.00SY |  | 4.8 | 11520
205 | 6-1/2" FDOT Rock Base, LBR100 | 2,300.00SY |  | 11 | 25300
210 | 8" FDOT Base Rock, LBR40 |  |  | 150.00SY | 14.2 |  | 2130
215 | 3/4" Asphalt Bottom Lift, Type S | 2,200.00SY |  |  | 6.6 | 14520
220 | 3/4" Asphalt Top Lift, Type S | 2,200.00SY |  |  | 7 | 15400
225 | Vehicular Brick Pavers (Standard |  |  |  | 65.00SY | 51 |  | 3315
Size/Color/Pattern)
240 | Type D Curb (Machined) | 700.00LF |  | 11.2 | 7840
245 | Header Curb | 320.00LF |  |  |  | 21 | 6720
250 | Concrete Sidewalk 4" | 650.00SF |  |  |  |  | 3.8 | 2470
255 | ADA Ramp |  |  | 4.00EACH |  | 800 | 3200
260 | Striping And Signage |  |  | 1.00LS | 6050 | 6050
Paving Offsite
265 | 12" Stabilized Subgrade, LBR40 | 210.00SY |  | 5.3 | 1113
270 | 13-1/2" FDOT Rock Base, LBR100 | 200.00SY |  | 16.8 |  | 3360
275 | 1-1/2" Asphalt Bottom Lift, Type S | 200.00SY |  | 75 | 15000
280 | 1" Asphalt Top Lift, Type S | 200.00SY |  | 72 | 14400
285 | Type D Curb | 110.00LF |  |  | 0 |  |  | 0
Storm Drainage
300 | 4" HDPE RWL (Includes All Fittings) | 55 | LF | 34 | 1870
305 | 6" HDPE RWL (Includes All Fittings) | 76 | LF | 36 | 2736
310 | 8" HDPE RWL (Includes All Fittings) | 271 | LF | 43 | 11653
315 | 12" HDPE | 560 | LF | 38 | 21280
320 | 15" HDPE | 467 | LF | 44 | 20548
325 | 18" HDPE | 142 | LF | 50 | 7100
330 | 24" HDPE | 1775 | LF | 60 | 106500
332 | 24" Cap | 61 | LF | 88 | 5368
335 | 12" HDPE Perforated W/2'x2' Under Drain | 153 | LF | 95 | 14535
340 | Cleanout With Concrete Collar | 4 | EACH | 980 | 3920
345 | Yard Drain | 8 | EACH | 1700 | 13600
350 | Type C Catch Basin W/USF 6212 | 1 | EACH | 4250 | 4250
355 | Type C Water Control Structure W/USF 6611 | 1 | EACH | 4100 | 4100
360 | Type E Structure W/USF 6290 | 5 | EACH | 5200 | 26000
362 | 5' X 6' Control Structure | 1 | EACH | 28000 | 28000
364 | 4' Round PC Catch Basin W/USF 4155-6209 | 8 | EACH | 4700 | 37600
366 | 4' Round PG Curb Inlet W/USF 5130-6168 | 9 | EACH | 4600 | 41400
368 | 4' Round PV Valley Inlet W/USF 5113-6194 | 2 | EACH | 4550 | 9100
369 | 4' Manhole W/USF 170-F | 1 | EACH | 4400 | 4400
370 | 24" Concrete Headwall | 1 | EACH | 5400 | 5400
380 | Storm Drainage Dewatering | 3560 | LF | 10 | 35600
385 | Clean/Final Storm Drainage | 3560 | LF | 5 | 17800
Sanitary Sewer
405 | 8" SDR26 (6-8) | 30 | LF | 46 | 1380
410 | 8" SDR26 (8-10) | 220 | LF | 50 | 11000
415 | 4' Dia Manhole (6-8) | 1 | EACH | 6500 | 6500
420 | 4' Dia Manhole (8-10) | 1 | EACH | 7600 | 7600
425 | 6" SDR26-Sewer Services | 278 | LF | 40 | 11120
426 | 4" PVC Sanitary Sewer-Grease Trap (Includes All Fittings And Cleanouts) | 1 | LS | 2700 | 2700
428 | Grease Trap | 2 | EACH | 10000 | 20000
440 | Sanitary Sewer Dewatering | 250 | LF | 10 | 2500
445 | Test/Final Sanitary Sewer | 250 | LF | 5 | 1250
Force Main And Lift Station
460 | 4" C900 Force Main | 305 | LF | 45 | 13725
470 | MJ Fittings | 1 | LS | 2300 | 2300
475 | Lift Station | 1 | LS | 132000 | 132000
485 | Sanitary Sewer Dewatering | 305 | LF | 10 | 3050
490 | Test/Final Force Main | 305 | LF | 5 | 1525
Potable Water Main
505 | 8" C900 DR18 Water Main | 1343 | LF | 30 | 40290
506 | 8" Ductile Iron Water Main | 50 | LF | 45 | 2250
510 | 8" Gate Valve Assembly | 4 | EACH | 2600 | 10400
515 | 6" C900 DR18 Water Main | 110 | LF | 28 | 3080
520 | 6" Gate Valve Assembly | 2 | EACH | 2350 | 4700
525 | 4" Single Water Service W/RPZ | 1 | LS | 22000 | 22000
530 | Fire Hydrant Assembly W/Gate Valve | 4 | EACH | 5300 | 21200
535 | 4" Gate Valve Assembly | 1 | EACH | 1800 | 1800
540 | MJ Fittings | 1 | LS | 3550 | 3550
545 | Lift Station Water Service | 1 | EACH | 2500 | 2500
550 | Test/Final Water Main | 1 | LS | 2800 | 2800
Fire Main
600 | 6" Ductile Iron Fire Main | 135 | LF | 70 | 9450
605 | 6" DDCV | 1 | EACH | 10000 | 10000
610 | 4" Ductile Iron Fire Main | 15 | LF | 28 | 420
615 | MJDI Fittings | 1 | LS | 2100 | 2100
620 | 4" Fire Department Connection | 1 | EACH | 2500 | 2500
625 | 6" Fire Line Stub Out | 1 | EACH | 1800 | 1800
630 | Final/Test Fire Main | 1 | LS | 2200 | 2200

## UnitPrices (hidden)
Unit AL-1a | 12 | EA |  | 471 | sf | 5652 | sf | Unit AL-0a | 12 | EA |  | 357 | sf | 4284 | sf | Unit A1-da | 10 | EA |  | 686 | sf | 6860 | sf | Unit AL-1b | 32 | EA |  | 507 | sf | 16224 | sf | Unit A1-db | 6 | EA |  | 845 | sf | 5070 | sf | Unit MC-0a | 4 | EA |  | 357 | sf | 1428 | sf | Unit MC-0c | 2 | EA |  | 374 | sf | 748 | sf | Unit MC-0b | 2 | EA |  | 300 | sf | 600 | sf | Unit MC-2b | 12 | EA |  | 507 | sf | 6084 | sf | Unit MC-2a | 4 | EA |  | 471 | sf | 1884 | sf | Unit MC-0d | 2 | EA |  | 306 | sf | 612 | sf | Unit MC-1a | 2 | EA |  | 534 | sf | 1068 | sf | 50514 | sf
|  | drywall | [7 empty] | drywall | [7 empty] | drywall | [7 empty] | drywall | [7 empty] | drywall | [7 empty] | drywall | [7 empty] | drywall | [7 empty] | drywall | [7 empty] | drywall | [7 empty] | drywall | [7 empty] | drywall | [7 empty] | drywall
|  |  | ceiling height | 375 | sf | 4500 | sf |  |  |  | ceiling height | 263.25 | sf | 3159 | sf |  |  |  | ceiling height | 624 | sf | 6240 | sf |  |  |  | ceiling height | 399.2 | sf | 12774.4 | sf |  |  |  | ceiling height | 629.51 | sf | 3777.06 | sf |  |  |  | ceiling height | 238.5 | sf | 954 | sf |  |  |  | ceiling height | 289.52 | sf | 579.04 | sf |  |  |  | ceiling height | 267.21 | sf | 534.42 | sf |  |  |  | ceiling height | 427.03 | sf | 5124.36 | sf |  |  |  | ceiling height | 437.37 | sf | 1749.48 | sf |  |  |  | ceiling height | 274.9 | sf | 549.8 | sf |  |  |  | ceiling height | 465.15 | sf | 930.3 | sf | 40871.86 | sf
|  |  | demsing - full height 1/2 | 321 | sf | 3852 | sf |  |  |  | demsing - full height 1/2 | 489 | sf | 5868 | sf |  |  |  | demsing - full height 1/2 | 468 | sf | 4680 | sf |  |  |  | demsing - full height 1/2 | 469 | sf | 15008 | sf |  |  |  | demsing - full height 1/2 | 405 | sf | 2430 | sf |  |  |  | demsing - full height 1/2 | 487 | sf | 1948 | sf |  |  |  | demsing - full height 1/2 | 453 | sf | 906 | sf |  |  |  | demsing - full height 1/2 | 505 | sf | 1010 | sf |  |  |  | demsing - full height 1/2 | 467 | sf | 5604 | sf |  |  |  | demsing - full height 1/2 | 296 | sf | 1184 | sf |  |  |  | demsing - full height 1/2 | 309 | sf | 618 | sf |  |  |  | demsing - full height 1/2 | 404 | sf | 808 | sf | 43916 | sf
|  |  | exterior wall furring with insulation | 329 | sf | 3948 | sf |  |  |  | exterior wall furring with insulation | 150 | sf | 1800 | sf |  |  |  | exterior wall furring with insulation | 333 | sf | 3330 | sf |  |  |  | exterior wall furring with insulation | 244.5 | sf | 7824 | sf |  |  |  | exterior wall furring with insulation | 431.75 | sf | 2590.5 | sf |  |  |  | exterior wall furring with insulation | 149.92 | sf | 599.68 | sf |  |  |  | exterior wall furring with insulation | 20 | sf | 40 | sf |  |  |  | exterior wall furring with insulation | 142.09 | sf | 284.18 | sf |  |  |  | exterior wall furring with insulation | 245.35 | sf | 2944.2 | sf |  |  |  | exterior wall furring with insulation | 353.25 | sf | 1413 | sf |  |  |  | exterior wall furring with insulation | 198.07 | sf | 396.14 | sf |  |  |  | exterior wall furring with insulation | 235.5 | sf | 471 | sf | 25640.7 | sf
|  |  | drywall ceiling | 390 | sf | 4680 | sf |  |  |  | drywall ceiling | 297 | sf | 3564 | sf |  |  |  | drywall ceiling | 595 | sf | 7140 | sf |  |  |  | drywall ceiling | 429 | sf | 5148 | sf |  |  |  | drywall ceiling | 761 | sf | 9132 | sf |  |  |  | drywall ceiling | 300 | sf | 3600 | sf |  |  |  | drywall ceiling | 316 | sf | 3792 | sf |  |  |  | drywall ceiling | 247 | sf | 2964 | sf |  |  |  | drywall ceiling | 436 | sf | 5232 | sf |  |  |  | drywall ceiling | 405 | sf | 4860 | sf |  |  |  | drywall ceiling | 247 | sf | 2964 | sf |  |  |  | drywall ceiling | 455 | sf | 5460 | sf | 58536 | sf
|  |  | green board | [7 empty] | green board | [7 empty] | green board | [7 empty] | green board | [7 empty] | green board | [7 empty] | green board | [7 empty] | green board | [7 empty] | green board | [7 empty] | green board | [7 empty] | green board | [7 empty] | green board | [7 empty] | green board
|  | millwork | [7 empty] | millwork | [7 empty] | millwork | [7 empty] | millwork | [7 empty] | millwork | [7 empty] | millwork | [7 empty] | millwork | [7 empty] | millwork | [7 empty] | millwork | [7 empty] | millwork | [7 empty] | millwork | [7 empty] | millwork
|  |  | kitchenette base cabinet | 5 | ft | 60 | ft |  |  |  | kitchenette base cabinet | 5 | ft | 60 | ft |  |  |  | kitchenette base cabinet | 5 | ft | 50 | ft |  |  |  | kitchenette base cabinet | 5 | ft | 160 | ft |  |  |  | kitchenette base cabinet | 5 | ft | 30 | ft |  |  |  | kitchenette base cabinet |  | ft | 0 | ft |  |  |  | kitchenette base cabinet |  | ft | 0 | ft |  |  |  | kitchenette base cabinet |  | ft | 0 | ft |  |  |  | kitchenette base cabinet |  | ft | 0 | ft |  |  |  | kitchenette base cabinet |  | ft | 0 | ft |  |  |  | kitchenette base cabinet |  | ft | 0 | ft |  |  |  | kitchenette base cabinet |  | ft | 0 | ft | 360 | ft
|  |  | kitchenette upper cabinet | 7.5 | ft | 90 | ft |  |  |  | kitchenette upper cabinet | 7.5 | ft | 90 | ft |  |  |  | kitchenette upper cabinet | 7.5 | ft | 75 | ft |  |  |  | kitchenette upper cabinet | 7.5 | ft | 240 | ft |  |  |  | kitchenette upper cabinet | 7.5 | ft | 45 | ft |  |  |  | kitchenette base cabinet |  | ft | 0 | ft |  |  |  | kitchenette upper cabinet |  | ft | 0 | ft |  |  |  | kitchenette upper cabinet |  | ft | 0 | ft |  |  |  | kitchenette upper cabinet |  | ft | 0 | ft |  |  |  | kitchenette upper cabinet |  | ft | 0 | ft |  |  |  | kitchenette upper cabinet |  | ft | 0 | ft |  |  |  | kitchenette upper cabinet |  | ft | 0 | ft | 540 | ft
|  |  | bath base cabinet | 4 | ft | 48 | ft |  |  |  | bath base cabinet | 4 | ft | 48 | ft |  |  |  | bath base cabinet | 8 | ft | 80 | ft |  |  |  | bath base cabinet | 4 | ft | 128 | ft |  |  |  | bath base cabinet | 4 | ft | 24 | ft |  |  |  | bath base cabinet | 4 | ft | 16 | ft |  |  |  | bath base cabinet | 1 | ft | 2 | ft |  |  |  | bath base cabinet |  | ft | 0 | ft |  |  |  | bath base cabinet | 4 | ft | 48 | ft |  |  |  | bath base cabinet | 4 | ft | 16 | ft |  |  |  | bath base cabinet | 4 | ft | 8 | ft |  |  |  | bath base cabinet | 4 | ft | 8 | ft | 426 | ft
|  |  | 16x20 shelves - 5 | 5 | ea | 60 | ea |  |  |  | 16x20 shelves - 5 | 5 | ea | 60 | ea |  |  |  | 16x20 shelves - 5 | 5 | ea | 50 | ea |  |  |  | 16x20 shelves - 5 | 5 | ea | 160 | ea |  |  |  | 16x20 shelves - 5 | 5 | ea | 30 | ea |  |  |  | 16x20 shelves - 5 | 5 | ea | 20 | ea |  |  |  | 16x20 shelves - 5 | 1 | ea | 2 | ea |  |  |  | 16x20 shelves - 5 | 5 | ea | 10 | ea |  |  |  | 16x20 shelves - 5 | 5 | ea | 60 | ea |  |  |  | 16x20 shelves - 5 | 5 | ea | 20 | ea |  |  |  | 16x20 shelves - 5 | 5 | ea | 10 | ea |  |  |  | 16x20 shelves - 5 | 5 | ea | 10 | ea | 492 | ea
|  |  | wood base | 93 | lf | 1116 | lf |  |  |  | wood base | 72 | lf | 864 | lf |  |  |  | wood base | 128 | lf | 1280 | lf |  |  |  | wood base | 111 | lf | 3552 | lf |  |  |  | wood base | 190 | lf | 1140 | lf |  |  |  | wood base | 23 | lf | 92 | lf |  |  |  | wood base | 79 | lf | 158 | lf |  |  |  | wood base | 62 | lf | 124 | lf |  |  |  | wood base | 114 | lf | 1368 | lf |  |  |  | wood base | 116 | lf | 464 | lf |  |  |  | wood base | 68 | lf | 136 | lf |  |  |  | wood base | 102 | lf | 204 | lf | 10498 | lf
|  |  | shelf & pole | 6 | lf | 72 | lf |  |  |  | shelf & pole | 5 | lf | 60 | lf |  |  |  | shelf & pole | 7 | lf | 70 | lf |  |  |  | shelf & pole | 5 | lf | 160 | lf |  |  |  | shelf & pole | 15 | lf | 90 | lf |  |  |  | shelf & pole | 6 | lf | 24 | lf |  |  |  | shelf & pole | 6 | lf | 12 | lf |  |  |  | shelf & pole | 6 | lf | 12 | lf |  |  |  | shelf & pole | 12 | lf | 144 | lf |  |  |  | shelf & pole | 12 | lf | 48 | lf |  |  |  | shelf & pole | 6 | lf | 12 | lf |  |  |  | shelf & pole | 6 | lf | 12 | lf | 716 | lf
|  | DFH | [7 empty] | DFH | [7 empty] | DFH | [7 empty] | DFH | [7 empty] | DFH | [7 empty] | DFH | [7 empty] | DFH | [7 empty] | DFH | [7 empty] | DFH | [7 empty] | DFH | [7 empty] | DFH | [7 empty] | DFH
|  |  | sliding closet pr 4-0x7-0 | 1 | ea | 12 | ea |  |  |  | sliding closet pr 4-0x7-0 |  | ea | 0 | ea |  |  |  | sliding closet pr 4-0x7-0 | 1 | ea | 10 | ea |  |  |  | sliding closet pr 4-0x7-0 | 1 | ea | 32 | ea |  |  |  | sliding closet pr 4-0x7-0 |  | ea | 0 | ea |  |  |  | sliding closet pr 4-0x7-0 | 1 | ea | 4 | ea |  |  |  | sliding closet pr 4-0x7-0 | 1 | ea | 2 | ea |  |  |  | sliding closet pr 4-0x7-0 | 1 | ea | 2 | ea |  |  |  | sliding closet pr 4-0x7-0 | 2 | ea | 24 | ea |  |  |  | sliding closet pr 4-0x7-0 | 2 | ea | 8 | ea |  |  |  | sliding closet pr 4-0x7-0 | 1 | ea | 2 | ea |  |  |  | sliding closet pr 4-0x7-0 | 1 | ea | 2 | ea | 98 | ea
|  |  | 3-0x7-0 slider privacy set | 1 | ea | 12 | ea |  |  |  | 3-0x7-0 slider privacy set | 1 | ea | 12 | ea |  |  |  | 3-0x7-0 slider privacy set | 1 | ea | 10 | ea |  |  |  | 3-0x7-0 slider privacy set | 1 | ea | 32 | ea |  |  |  | 3-0x7-0 slider privacy set | 1 | ea | 6 | ea |  |  |  | 3-0x7-0 slider privacy set | 1 | ea | 4 | ea |  |  |  | 3-0x7-0 slider privacy set | 1 | ea | 2 | ea |  |  |  | 3-0x7-0 slider privacy set | 1 | ea | 2 | ea |  |  |  | 3-0x7-0 slider privacy set | 1 | ea | 12 | ea |  |  |  | 3-0x7-0 slider privacy set | 1 | ea | 4 | ea |  |  |  | 3-0x7-0 slider privacy set | 1 | ea | 2 | ea |  |  |  | 3-0x7-0 slider privacy set | 1 | ea | 2 | ea | 100 | ea
[19 empty] | 3-0x7-0 privacy set | 1 | ea | 10 | ea |  |  |  | 3-0x7-0 privacy set |  | ea | 0 | ea |  |  |  | 3-0x7-0 privacy set |  | ea | 0 | ea |  |  |  | 3-0x7-0 privacy set |  | ea | 0 | ea |  |  |  | 3-0x7-0 privacy set |  | ea | 0 | ea |  |  |  | 3-0x7-0 privacy set |  | ea | 0 | ea |  |  |  | 3-0x7-0 privacy set |  | ea | 0 | ea |  |  |  | 3-0x7-0 privacy set |  | ea | 0 | ea |  |  |  | 3-0x7-0 privacy set |  | ea | 0 | ea |  |  |  | 3-0x7-0 privacy set |  | ea | 0 | ea | 10 | ea
|  |  | 3-0x7-0 passage set | 1 | ea | 12 | ea |  |  |  | 3-0x7-0 passage set |  | ea | 0 | ea |  |  |  | 3-0x7-0 passage set | 2 | ea | 20 | ea |  |  |  | 3-0x7-0 passage set | 1 | ea | 32 | ea |  |  |  | 3-0x7-0 passage set | 3 | ea | 18 | ea |  |  |  | 3-0x7-0 passage set |  | ea | 0 | ea |  |  |  | 3-0x7-0 passage set |  | ea | 0 | ea |  |  |  | 3-0x7-0 passage set |  | ea | 0 | ea |  |  |  | 3-0x7-0 passage set |  | ea | 0 | ea |  |  |  | 3-0x7-0 passage set |  | ea | 0 | ea |  |  |  | 3-0x7-0 passage set |  | ea | 0 | ea |  |  |  | 3-0x7-0 passage set | 1 | ea | 2 | ea | 84 | ea
|  |  | 3-0x7-0 electronic lock, closer | 1 | ea | 12 | ea |  |  |  | 3-0x7-0 electronic lock, closer | 1 | ea | 12 | ea |  |  |  | 3-0x7-0 electronic lock, closer | 1 | ea | 10 | ea |  |  |  | 3-0x7-0 electronic lock, closer | 1 | ea | 32 | ea |  |  |  | 3-0x7-0 electronic lock, closer | 1 | ea | 6 | ea |  |  |  | 3-0x7-0 electronic lock, closer | 1 | ea | 4 | ea |  |  |  | 3-0x7-0 electronic lock, closer | 1 | ea | 2 | ea |  |  |  | 3-0x7-0 electronic lock, closer | 1 | ea | 2 | ea |  |  |  | 3-0x7-0 electronic lock, closer | 1 | ea | 12 | ea |  |  |  | 3-0x7-0 electronic lock, closer | 1 | ea | 4 | ea |  |  |  | 3-0x7-0 electronic lock, closer | 1 | ea | 2 | ea |  |  |  | 3-0x7-0 electronic lock, closer | 1 | ea | 2 | ea | 100 | ea
|  | Finishes | [7 empty] | Finishes | [7 empty] | Finishes | [7 empty] | Finishes | [7 empty] | Finishes | [7 empty] | Finishes | [7 empty] | Finishes | [7 empty] | Finishes | [7 empty] | Finishes | [7 empty] | Finishes | [7 empty] | Finishes | [7 empty] | Finishes
|  |  | flooring - LVT | 346 | sf | 4152 | sf |  |  |  | flooring - LVT | 249 | sf | 2988 | sf |  |  |  | flooring - LVT | 503 | sf | 5030 | sf |  |  |  | flooring - LVT | 382 | sf | 12224 | sf |  |  |  | flooring - LVT | 714 | sf | 4284 | sf |  |  |  | flooring - LVT | 250 | sf | 1000 | sf |  |  |  | flooring - LVT | 269 | sf | 538 | sf |  |  |  | flooring - LVT | 199 | sf | 398 | sf |  |  |  | flooring - LVT | 390 | sf | 4680 | sf |  |  |  | flooring - LVT | 357 | sf | 1428 | sf |  |  |  | flooring - LVT | 201 | sf | 402 | sf |  |  |  | flooring - LVT | 396 | sf | 792 | sf | 37916 | sf
|  |  | flooring - tile | 44 | sf | 528 | sf |  |  |  | flooring - tile | 48 | sf | 576 | sf |  |  |  | flooring - tile | 92 | sf | 920 | sf |  |  |  | flooring - tile | 47 | sf | 1504 | sf |  |  |  | flooring - tile | 47 | sf | 282 | sf |  |  |  | flooring - tile | 50 | sf | 200 | sf |  |  |  | flooring - tile | 47 | sf | 94 | sf |  |  |  | flooring - tile | 48 | sf | 96 | sf |  |  |  | flooring - tile | 46 | sf | 552 | sf |  |  |  | flooring - tile | 48 | sf | 192 | sf |  |  |  | flooring - tile | 46 | sf | 92 | sf |  |  |  | flooring - tile | 59 | sf | 118 | sf | 5154 | sf
|  |  | flooring - tile base | 23 | lf | 276 | lf |  |  |  | flooring - tile base | 23 | lf | 276 | lf |  |  |  | flooring - tile base | 46 | lf | 460 | lf |  |  |  | flooring - tile base | 25 | lf | 800 | lf |  |  |  | flooring - tile base | 23 | lf | 138 | lf |  |  |  | flooring - tile base | 23 | lf | 92 | lf |  |  |  | flooring - tile base | 23 | lf | 46 | lf |  |  |  | flooring - tile base | 23 | lf | 46 | lf |  |  |  | flooring - tile base | 23 | lf | 276 | lf |  |  |  | flooring - tile base | 22 | lf | 88 | lf |  |  |  | flooring - tile base | 22 | lf | 44 | lf |  |  |  | flooring - tile base | 27 | lf | 54 | lf | 2596 | lf
|  |  | paint walls | 1400 | sf | 16800 | sf |  |  |  | paint walls | 1165.5 | sf | 13986 | sf |  |  |  | paint walls | 2049 | sf | 20490 | sf |  |  |  | paint walls | 1511.9 | sf | 48380.8 | sf |  |  |  | paint walls | 2095.77 | sf | 12574.62 | sf |  |  |  | paint walls | 1113.92 | sf | 4455.68 | sf |  |  |  | paint walls | 1052.04 | sf | 2104.08 | sf |  |  |  | paint walls | 1181.51 | sf | 2363.02 | sf |  |  |  | paint walls | 1566.41 | sf | 18796.92 | sf |  |  |  | paint walls | 1523.99 | sf | 6095.96 | sf |  |  |  | paint walls | 1056.87 | sf | 2113.74 | sf |  |  |  | paint walls | 1569.8 | sf | 3139.6 | sf | 151300.42 | sf
|  |  | paint ceilings | 390 | sf | 4680 | sf |  |  |  | paint ceilings | 297 | sf | 3564 | sf |  |  |  | paint ceilings | 595 | sf | 5950 | sf |  |  |  | paint ceilings | 429 | sf | 13728 | sf |  |  |  | paint ceilings | 761 | sf | 4566 | sf |  |  |  | paint ceilings | 300 | sf | 1200 | sf |  |  |  | paint ceilings | 316 | sf | 632 | sf |  |  |  | paint ceilings | 247 | sf | 494 | sf |  |  |  | paint ceilings | 436 | sf | 5232 | sf |  |  |  | paint ceilings | 405 | sf | 1620 | sf |  |  |  | paint ceilings | 247 | sf | 494 | sf |  |  |  | paint ceilings | 455 | sf | 910 | sf | 43070 | sf
|  |  | paint base | 93 | lf | 1116 | lf |  |  |  | paint base | 72 | lf | 864 | lf |  |  |  | paint base | 128 | lf | 1280 | lf |  |  |  | paint base | 111 | lf | 3552 | lf |  |  |  | paint base | 190 | lf | 1140 | lf |  |  |  | paint base | 23 | lf | 92 | lf |  |  |  | paint base | 79 | lf | 158 | lf |  |  |  | paint base | 62 | lf | 124 | lf |  |  |  | paint base | 114 | lf | 1368 | lf |  |  |  | paint base | 116 | lf | 464 | lf |  |  |  | paint base | 68 | lf | 136 | lf |  |  |  | paint base | 102 | lf | 204 | lf | 10498 | lf
|  |  | paint doors & frames | 4 | ea | 48 | ea |  |  |  | paint doors & frames | 2 | ea | 24 | ea |  |  |  | paint doors & frames | 6 | ea | 60 | ea |  |  |  | paint doors & frames | 4 | ea | 128 | ea |  |  |  | paint doors & frames | 5 | ea | 30 | ea |  |  |  | paint doors & frames | 3 | ea | 12 | ea |  |  |  | paint doors & frames | 3 | ea | 6 | ea |  |  |  | paint doors & frames | 3 | ea | 6 | ea |  |  |  | paint doors & frames | 4 | ea | 48 | ea |  |  |  | paint doors & frames | 4 | ea | 16 | ea |  |  |  | paint doors & frames | 3 | ea | 6 | ea |  |  |  | paint doors & frames | 4 | ea | 8 | ea | 392 | ea
|  |  | paint shelves | 5 | ea | 60 | ea |  |  |  | paint shelves | 5 | ea | 60 | ea |  |  |  | paint shelves | 5 | ea | 50 | ea |  |  |  | paint shelves | 5 | ea | 160 | ea |  |  |  | paint shelves | 5 | ea | 30 | ea |  |  |  | paint shelves | 5 | ea | 20 | ea |  |  |  | paint shelves | 1 | ea | 2 | ea |  |  |  | paint shelves | 5 | ea | 10 | ea |  |  |  | paint shelves | 5 | ea | 60 | ea |  |  |  | paint shelves | 5 | ea | 20 | ea |  |  |  | paint shelves | 5 | ea | 10 | ea |  |  |  | paint shelves | 5 | ea | 10 | ea | 492 | ea
|  |  | paint shelf & pole | 6 | lf | 72 | lf |  |  |  | paint shelf & pole | 5 | lf | 60 | lf |  |  |  | paint shelf & pole | 7 | lf | 70 | lf |  |  |  | paint shelf & pole | 5 | lf | 160 | lf |  |  |  | paint shelf & pole | 15 | lf | 90 | lf |  |  |  | paint shelf & pole | 6 | lf | 24 | lf |  |  |  | paint shelf & pole | 6 | lf | 12 | lf |  |  |  | paint shelf & pole | 6 | lf | 12 | lf |  |  |  | paint shelf & pole | 12 | lf | 144 | lf |  |  |  | paint shelf & pole | 12 | lf | 48 | lf |  |  |  | paint shelf & pole | 6 | lf | 12 | lf |  |  |  | paint shelf & pole | 6 | lf | 12 | lf | 716 | lf
|  | Accessories | [7 empty] | Accessories | [7 empty] | Accessories | [7 empty] | Accessories | [7 empty] | Accessories | [7 empty] | Accessories | [7 empty] | Accessories | [7 empty] | Accessories | [7 empty] | Accessories | [7 empty] | Accessories | [7 empty] | Accessories | [7 empty] | Accessories
|  |  | 36" grab bar | 1 | ea | 12 | ea |  |  |  | 36" grab bar | 1 | ea | 12 | ea |  |  |  | 36" grab bar | 2 | ea | 20 | ea |  |  |  | 36" grab bar | 1 | ea | 32 | ea |  |  |  | 36" grab bar | 1 | ea | 6 | ea |  |  |  | 36" grab bar | 1 | ea | 4 | ea |  |  |  | 36" grab bar | 1 | ea | 2 | ea |  |  |  | 36" grab bar | 1 | ea | 2 | ea |  |  |  | 36" grab bar | 1 | ea | 12 | ea |  |  |  | 36" grab bar | 1 | ea | 4 | ea |  |  |  | 36" grab bar | 1 | ea | 2 | ea |  |  |  | 36" grab bar | 1 | ea | 2 | ea | 110 | ea
|  |  | 42" grab bar | 1 | ea | 12 | ea |  |  |  | 42" grab bar | 1 | ea | 12 | ea |  |  |  | 42" grab bar | 2 | ea | 20 | ea |  |  |  | 42" grab bar | 1 | ea | 32 | ea |  |  |  | 42" grab bar | 1 | ea | 6 | ea |  |  |  | 42" grab bar | 1 | ea | 4 | ea |  |  |  | 42" grab bar | 1 | ea | 2 | ea |  |  |  | 42" grab bar | 1 | ea | 2 | ea |  |  |  | 42" grab bar | 1 | ea | 12 | ea |  |  |  | 42" grab bar | 1 | ea | 4 | ea |  |  |  | 42" grab bar | 1 | ea | 2 | ea |  |  |  | 42" grab bar | 1 | ea | 2 | ea | 110 | ea
|  |  | TP holder | 1 | ea | 12 | ea |  |  |  | TP holder | 1 | ea | 12 | ea |  |  |  | TP holder | 2 | ea | 20 | ea |  |  |  | TP holder | 1 | ea | 32 | ea |  |  |  | TP holder | 1 | ea | 6 | ea |  |  |  | TP holder | 1 | ea | 4 | ea |  |  |  | TP holder | 1 | ea | 2 | ea |  |  |  | TP holder | 1 | ea | 2 | ea |  |  |  | TP holder | 1 | ea | 12 | ea |  |  |  | TP holder | 1 | ea | 4 | ea |  |  |  | TP holder | 1 | ea | 2 | ea |  |  |  | TP holder | 1 | ea | 2 | ea | 110 | ea
|  |  | mirror | 1 | ea | 12 | ea |  |  |  | mirror | 1 | ea | 12 | ea |  |  |  | mirror | 2 | ea | 20 | ea |  |  |  | mirror | 1 | ea | 32 | ea |  |  |  | mirror | 1 | ea | 6 | ea |  |  |  | mirror | 1 | ea | 4 | ea |  |  |  | mirror | 1 | ea | 2 | ea |  |  |  | mirror | 1 | ea | 2 | ea |  |  |  | mirror | 1 | ea | 12 | ea |  |  |  | mirror | 1 | ea | 4 | ea |  |  |  | mirror | 1 | ea | 2 | ea |  |  |  | mirror | 1 | ea | 2 | ea | 110 | ea
|  | Window treatment | [7 empty] | Window treatment | [7 empty] | Window treatment | [7 empty] | Window treatment | [7 empty] | Window treatment | [7 empty] | Window treatment | [7 empty] | Window treatment | [7 empty] | Window treatment | [7 empty] | Window treatment | [7 empty] | Window treatment | [7 empty] | Window treatment | [7 empty] | Window treatment
|  |  | window blinds | 2 | ea | 24 | ea |  |  |  | window blinds | 1 | ea | 12 | ea |  |  |  | window blinds | 3 | ea | 30 | ea |  |  |  | window blinds | 2 | ea | 64 | ea |  |  |  | window blinds | 3 | ea | 18 | ea |  |  |  | window blinds | 1 | ea | 4 | ea |  |  |  | window blinds | 1 | ea | 2 | ea |  |  |  | window blinds | 1 | ea | 2 | ea |  |  |  | window blinds | 2 | ea | 24 | ea |  |  |  | window blinds | 3 | ea | 12 | ea |  |  |  | window blinds | 1 | ea | 2 | ea |  |  |  | window blinds | 2 | ea | 4 | ea | 198 | ea
|  | Equipment | [7 empty] | Equipment | [7 empty] | Equipment | [7 empty] | Equipment | [7 empty] | Equipment | [7 empty] | Equipment | [7 empty] | Equipment | [7 empty] | Equipment | [7 empty] | Equipment | [7 empty] | Equipment | [7 empty] | Equipment | [7 empty] | Equipment
|  |  | stove top | 1 | ea | 12 | ea |  |  |  | stove top | 1 | ea | 12 | ea |  |  |  | stove top | 1 | ea | 10 | ea |  |  |  | stove top | 1 | ea | 32 | ea |  |  |  | stove top | 1 | ea | 6 | ea |  |  |  | stove top |  | ea | 0 | ea |  |  |  | stove top |  | ea | 0 | ea |  |  |  | stove top |  | ea | 0 | ea |  |  |  | stove top |  | ea | 0 | ea |  |  |  | stove top |  | ea | 0 | ea |  |  |  | stove top |  | ea | 0 | ea |  |  |  | stove top |  | ea | 0 | ea | 72 | ea
|  |  | refrigerator | 1 | ea | 12 | ea |  |  |  | refrigerator | 1 | ea | 12 | ea |  |  |  | refrigerator | 1 | ea | 10 | ea |  |  |  | refrigerator | 1 | ea | 32 | ea |  |  |  | refrigerator | 1 | ea | 6 | ea |  |  |  | refrigerator |  | ea | 0 | ea |  |  |  | refrigerator |  | ea | 0 | ea |  |  |  | refrigerator |  | ea | 0 | ea |  |  |  | refrigerator |  | ea | 0 | ea |  |  |  | refrigerator |  | ea | 0 | ea |  |  |  | refrigerator |  | ea | 0 | ea |  |  |  | refrigerator |  | ea | 0 | ea | 72 | ea
|  | plumbing | [7 empty] | plumbing | [7 empty] | Plumbing | [7 empty] | Plumbing | [7 empty] | Plumbing | [7 empty] | Plumbing | [7 empty] | Plumbing | [7 empty] | Plumbing | [7 empty] | Plumbing | [7 empty] | Plumbing | [7 empty] | Plumbing | [7 empty] | Plumbing
|  |  | kitchen sink | 1 | ea | 12 | ea |  |  |  | kitchen sink | 1 | ea | 12 | ea |  |  |  | kitchen sink | 1 | ea | 10 | ea |  |  |  | kitchen sink | 1 | ea | 32 | ea |  |  |  | kitchen sink | 1 | ea | 6 | ea |  |  |  | kitchen sink |  | ea | 0 | ea |  |  |  | kitchen sink |  | ea | 0 | ea |  |  |  | kitchen sink |  | ea | 0 | ea |  |  |  | kitchen sink |  | ea | 0 | ea |  |  |  | kitchen sink |  | ea | 0 | ea |  |  |  | kitchen sink |  | ea | 0 | ea |  |  |  | kitchen sink |  | ea | 0 | ea | 72 | ea
|  |  | lav | 1 | ea | 12 | ea |  |  |  | lav | 1 | ea | 12 | ea |  |  |  | lav | 2 | ea | 20 | ea |  |  |  | lav | 1 | ea | 32 | ea |  |  |  | lav | 1 | ea | 6 | ea |  |  |  | lav | 1 | ea | 4 | ea |  |  |  | lav | 1 | ea | 2 | ea |  |  |  | lav | 1 | ea | 2 | ea |  |  |  | lav | 1 | ea | 12 | ea |  |  |  | lav | 1 | ea | 4 | ea |  |  |  | lav | 1 | ea | 2 | ea |  |  |  | lav | 1 | ea | 2 | ea | 110 | ea
|  |  | toilet | 1 | ea | 12 | ea |  |  |  | toilet | 1 | ea | 12 | ea |  |  |  | toilet | 2 | ea | 20 | ea |  |  |  | toilet | 1 | ea | 32 | ea |  |  |  | toilet | 1 | ea | 6 | ea |  |  |  | toilet | 1 | ea | 4 | ea |  |  |  | toilet | 1 | ea | 2 | ea |  |  |  | toilet | 1 | ea | 2 | ea |  |  |  | toilet | 1 | ea | 12 | ea |  |  |  | toilet | 1 | ea | 4 | ea |  |  |  | toilet | 1 | ea | 2 | ea |  |  |  | toilet | 1 | ea | 2 | ea | 110 | ea
|  |  | HC shower assembly | 1 | ea | 12 | ea |  |  |  | HC shower assembly | 1 | ea | 12 | ea |  |  |  | HC shower assembly | 1 | ea | 10 | ea |  |  |  | HC shower assembly | 1 | ea | 32 | ea |  |  |  | HC shower assembly | 1 | ea | 6 | ea |  |  |  | HC shower assembly | 1 | ea | 4 | ea |  |  |  | HC shower assembly | 1 | ea | 2 | ea |  |  |  | HC shower assembly | 1 | ea | 2 | ea |  |  |  | HC shower assembly | 1 | ea | 12 | ea |  |  |  | HC shower assembly | 1 | ea | 4 | ea |  |  |  | HC shower assembly | 1 | ea | 2 | ea |  |  |  | HC shower assembly | 1 | ea | 2 | ea | 100 | ea