## Area Calculations
PROJECT AREA CALCULATIONS
| ERAU Residential Hall & Garage Building |  |  |  | Gross (sf) | 578663
| Daytona Beach |  |  |  | AC (sf)
[5 empty] | Site (acres) | 6.57 | 286188
[5 empty] | Parking Spaces Surface | 131
[5 empty] | Parking Spaces Garage | 925
[5 empty] | No. of Units: | 107
[5 empty] | No. of Beds: | 423
Build Duration (months)
| Floors | Units | AC SF | Gross SF | LSF | GROSS%
0%
| 2nd | 21 |  |  |  | 0%
| 3rd | 21 |  |  |  | 0%
| 4th | 21 |  |  |  | 0%
| 5th | 20 |  |  |  | 0%
| 5th staff | 1 |  |  |  | 0%
| 5th guest | 1 |  |  |  | 0%
| 6th | 20 |  |  |  | 0%
| 6th staff | 1 |  |  |  | 0%
| 6th guest | 1 |  |  |  | 0%
0%
0%
| TOTAL | 107 | 0 | 0 | 0 | 0%
IV. | SITE AREAS |  |  |  | $ /UNIT | %
| Site Perimeter |  |  |  | LF
Walk Gates
Drive Gates
Tire Grates / Truck Wash
III. | SITE AREAS |  |  |  | $ /UNIT | %
Sidewalks
Drives
Asphalt Parking
Fill CY
III. | Barking Spaces | FLOOR BREAKDOWN |  | QTY. |  | %
0%
0%
| TOTAL Units |  |  | 0 |  | 0%

## Bond Calculator
Hedrick Brothers Construction
Performance / Payment Bond |  |  |  | Performance / Payment Bond
General Construction |  |  |  | Design Build
| 500000 | 0.0091 | 4550 |  | 0 | 0.01875 | 0
| 2000000 | 0.00725 | 14500 |  | 0 | 0.015 | 0
| 2500000 | 0.0063 | 15750 |  | 0 | 0.01125 | 0
| 2500000 | 0.00555 | 13875 |  | 0 | 0.009 | 0
| 92779111.7655 | 0.0051 | 473173.47 |  | 0 | 0.00825 | 0
|  |  | 0 |  | 0 | 0.0075 | 0
Contract Value | 100279111.7655 | Total | 521848.47 | Contract Value | 0 | Total | 0
Cost Summary | 100279111.7655 |  | 0.5204% |  |  |  | #DIV/0!
0

## Allowances
ERAU Residential Hall & Garage Building
Allowances
2026-03-04
NO. | DESCRIPTION | VALUE
1
2
3
4
5
6
7
8
9
10
11
12
13
14
15
16
17
18
19 | Total | 0

## Alternate & VE
ERAU Residential Hall & Garage Building
Alternate & Value Engineering Pricing
2026-03-04 |  |  |  | Add markup | 1.12
0.11068
NO. | DESCRIPTION | VALUE | VALUE W/ MARK-UP
1 | Provide a cost to ADD a performance and payment bond for the entirety of the project. | 1002791.1177 | 1113775.1064
2 | Provide cost to ADD epoxy paint in all student corridors from floor to five feet above, in lieu of base paint system | 38975 | 43288.5613
3 | Provide cost to DELETE the solid surface countertop from the residential unit kitchens, then provide plastic laminate countertops in lieu of. | -96475 | -107152.3785
4 | Provide cost to delete the concealed anchors at the wall mounted railings, then provide costs exposed anchors in lieu of. | -36060 | -40050.9434
5 | Provide cost to delete the ESP coatings as noted on the drawings on the metal railings, then provide costs for primed and painted railings as noted in the specifications. | -42400 | -47092.6235
6 | Provide ADD costs for graphics on the precast panels at the exterior. | 500000 | 555337.5408
7 | Provide ADD costs for the exterior wing shaped sun screen (canopies) | 403683.72 | 448361.4486
8 | Provide ADD/DEDUCT costs per the allowance. (Base Bid per Interior Plans). | 4857708.31 | 5395335.5735
9 | Provide DEDUCT costs for under cabinetry lights in Units. | -10550 | -11717.6221
10 | Assigned wallcoverings | 175000 | 194368.1393
11 | Full Tile Kitchen Backsplashes | 18500 | 20547.489
12 | 30-Inch Trash Chutes | 7608.87 | 8450.9823
13 | Wallcoverings identified in Addendum 1 | 303578 | 337176.5199
14 | Vinyl Flooring System with integral sound attenuation layer | -124910 | -138734.4244
15 | CPVC Piping in lieu of Copper up to 1 1/2" Deduct | 0 | 0 | Base Bid
| Copper Piping in lieu of CPVC up to 1 1/2" Add | 300000 | 333202.5245 |  | shades | elec
16 | Motorized window shades for all public areas and lounges. | 182132.36 | 202289.8738 |  | 131382.36 | 50750 | 182132.36
17 | Automatic door operators - 24 Single doors / 4 Double doors | 127000 | 141055.7354
18 | Please provide a cost for only providing Rod & Shelves ( 2 each, stack) for the individual bedrooms, instead of the original closet millwork system as specified. | -188100 | -208917.9828
| Total | 7418482.3777 | 8239523.52 | [6 empty] | operator | power | pedistal
installed
[5 empty] | 24 single door operators - HM door & frame |  |  | +power | 24 | 3500 | 500 | 0 | 96000
[5 empty] | 4 double door operators - storefront |  |  | +power | 4 | 6000 | 250 | 1500 | 31000
127000
| Geopier - rammed aggregate | -682500 | -758035.7432
| Lighting fixture VE package | -400000 | -444270.0326
| Light Fixture VE alternate to Sesco package - subject to architect and engineer approval | -1000000 | -1110675.0816
| Aluminum feeders and secondaries 100amp and larger - subject to architect and engineer approval | -2137000 | -2373512.6493

## ERUA Cost Summary
GC BID PROPOSAL SUMMARY
| EMBRY RIDDLE PHASE IV - RESIDENCE HALL AND GARAGE DAYTONA BEACH CAMPUS ADDENDUM NO 5 dated August 7, 2025 | sq. ft. of project | 578663
Division |  | PSF value | Total
1 | General Conditions, staffing and temp Facilities | 7.6709 | 4438851.3774
1 | Surveying | 0.1035 | 59893
1 | Site Maintenance | 3.0789 | 1781647.2109
1 | Addition Building Width Allowance | 0.86406 | 500000 | 0 | 500000
2 | Deep Foundations / Soils Improvements | 2.2807 | 1319740.7119 | 0 | 1319740.7119 |  | 4699395.8129 | 4699395.8129 | 0
2 | Site Work / Improvements | 3.4731 | 2009745.4306 | 3329486.1426 | -1319740.7119 |  |  |  |  | 903601.7907 | 821456.1733 | 149328 | 86403.3333 | 1512 | 22090.53 | 183470 | 378652.31
2 | Parking Lot Pavement / Striping | 0.84174 | 487084.2497 | [6 empty] | 487084.2497 | 442803.8633 | 149328 | 86403.3333 | 1512 | 22090.53 | 183470
2 | Landscaping (including sidewalk and curbs) | 1.5256 | 882825.4207 | [6 empty] | 416517.541 | 378652.31 | 378652.31
3 | Concrete, Foundation/Slab on Grade | 9.8222 | 5683757.8267 | 5757857.8267 | -74100
3 | Precast Concrete - Metromont | 36.7533 | 21267756 | 21767756 | -500000
4 | Masonry | 0.12805 | 74100 |  | 74100
5 | Structural Steel | 0.61037 | 353200.8027
5 | Canopies and Shading Louvers | 0 | 0 | 25450.99 | -25450.99
5 | Decorative Metals | 0 | 0
5 | Stairs, Railing Systems, Misc | 0.584 | 337937.4049
6 | Interior Carpentry | 0.57858 | 334802.3461 | 1323589.8357 | -988787.4895 |  | 334802.3461 | 1684491.188 | -1349688.8419 |  | 1684491.188 | 334802.3461 | 793220.8512 | 556467.9907
6 | Rough Carpentry | 0.8535 | 493891
7 | Thermal and Moisture Protection | 1.5646 | 905389.3639 |  |  |  | 905389.3639 | 905389.3639 | 0 |  | 905389.3639 | 714322.6139 | 19366.75 | 171700
7 | Exterior Metal Panels | 2.2572 | 1306135.8885
7 | Roofing and Trim | 2.2804 | 1319565
7 | Fireproofing | 0.1522 | 88072
8 | Doors / Frames | 2.9705 | 1718914.4 |  |  |  | 2093315.9 | 2093315.9 | 0 | 374401.5 | 340365 | 340365
8 | Door & Hardware Installation | 0.64701 | 374401.5
8 | Windows / Glazing | 7.342 | 4248568.9458 |  |  |  | 5059090 | 5059090 | 0
8 | Hangar Doors - OH Doors Trash Rooms | 0.051454 | 29774.8
8 | Bi-parting Doors (5th Floor) | 0.13567 | 78509.748 |  |  |  | 563645.8457 | 563645.8457 | 0 | 0 |  | 77732.4237 | 1% | 777.3242 | 78509.748
8 | Overhead Hydraulic Doors (1st Floor) | 0.83837 | 485136.0977 | [6 empty] | 0 |  | 480332.77 | 1% | 4803.3277 | 485136.0977
8 | Curtainwall systems | 1.4007 | 810521.0542 | [6 empty] | 810521.0542 | 736837.322 | 736837.322
9 | Interior Framing and Gypsum Board | 7.9742 | 4614366.5475
9 | Acoustical Ceilings | 0.53606 | 310199.28
9 | Painting | 1.4731 | 852432.728
9 | Carpet, Vinyl Flooring, Tile - Labor | 0.96635 | 559193.6203
9 | Carpet Vinyl Floor Tile - Material | 1.6956 | 981197
9 | Resinuous Flooring | 0.19668 | 113809.4967
10 | Specialties | 0.10536 | 60969.66
10 | Toilet, Bath Accessories | 0.52881 | 306001.4271
10 | Interior Signage | 0 | 0
10 | Exterior Signage | 0 | 0
10 | Signage Allowance | 0.034562 | 20000
11 | Appliances | 0.91488 | 529408.6863
12 | Cabinets and Countertops | 2.3324 | 1349688.8419 | 0 | 1349688.8419
12 | Window Treatments | 0.28778 | 166528.8
13 | Pre-Engineered Canopies | 0.043982 | 25450.99 | 0 | 25450.99
14 | Elevators | 1.9791 | 1145239
14 | Trash Chutes & Compactors | 0.19974 | 115583.9455
15 | Mechanical | 0 | 0
15 | HVAC | 17.9868 | 10408287.35
15 | Plumbing Fixtures Package | 1.4171 | 820000
15 | Plumbing Systems | 5.8015 | 3357085.874
15 | Fire Protection | 2.3132 | 1338581.9618
15 | Lightning Protection | 0.15709 | 90900
16 | Electrical | 21.2001 | 12267733.71
16 | Light Fixture Package |  | inc Electrical
16 | Fire Alarm Equipment |  | inc Electrical
16 | Head End (low voltage) |  | inc Comns
16 | Head End Equipment |  | inc Comns
16 | Communications | 2.1205 | 1227039.405
16 | Access Control - Eaglecard / Video | 1.5121 | 875000
16 | IT AV |  | inc Comns
16 | Electronic Safety and Security |  | inc Access Cont
| SUBCONTRACTOR DISCOUNTS | -1.0565 | -611352.2506
|  | Sub-total | 92313567.6529 |  | 360901.3523
|  |  |  | 93676708.5813 | 92313567.6529 | 1363140.9284
Additional Items (please include detailed description)
40 | General Liability Insurance |  | 1482135.7247
41 | Application & Permit Fees |  | 0
43 | O&P |  | 3624546.2084
44 | Construction Contingency (GC recommendation only) |  | 0
45 | Administration Fees |  | 738508.5412
46 | Additional Items - SDI |  | 1318120.7441
47 | Builders Risk |  | 802232.8941
|  | Sub-total | 7965544.1126
|  | TOTAL BASE BID | 100279111.7655
ALLOWANCES "INCLUDED" IN ABOVE BID
Allowance 1: | Interior Signage |  | 20000
Allowance 2: | LVT (LSC) |  | 475128.25
Allowance 3: | Carpet Tile (CPT-2) |  | 207240
Allowance 4 | Carpet Tile (CPT-1) UC |  | 58828.75
Allowance 5: | Porcelain Tile UC |  | 240000
Allowance 6: | Access Control |  | 500000
Allowance 7: | Electrical Panels |  | 10000
Allowance 8: | Electrical Service Coordination with FPL |  | 20000
Allowance 9: | Exterior Gas Line |  | 15000
Allowance 10: | Miscellaneous Mechanical Devices |  | 100000
Allowance 11: | Addition Building Width |  | 500000
Allowance 12: | Rerouting of Existing Site Fiber |  | 250000
Allowance 13: | Door prep and wiring for electrical and data for electronic access control |  | 375000
Allowance 14: | Bi-Directional Amplifier (BDA) system balance of design, material and installation. |  | 247300
Allowance 15: | Garage Level 5 trench drains (not viable per Metromont) |  | 85000
Allowance 16: | Other Contractor Proposed Allowances
Unit Cost 1: | Cost Allowance for Auto Single Doors |  | see Add 7 response
|  | Sub-total | 3103497
ALTERNATES
Alternate 1: | Performance and Payment Bond |  | 1113775.1064
Alternate 2: | Epoxy Paint in Corridors |  | 43288.5613
Alternate 3: | Solid Surface Countertop Deduct at Units |  | -107152.3785
Alternate 4: | Concealed Anchors at Stairs |  | -40050.9434
Alternate 5: | ESP Coatings at Stair Railings |  | -47092.6235
Alternate 6: | Graphic at Exterior |  | 555337.5408
Alternate 7: | Wing Screens |  | 448361.4486
Alternate 8: | Interior Package (Catapult) |  | 5395335.5735
Alternate 9: | Undercabinet Lighting |  | -11717.6221
Alternate 10: | Assigned wallcoverings |  | 194368.1393
Alternate 11: | Full Tile Kitchen Backsplashes |  | 20547.489
Alternate 12: | 30-Inch Trash Chutes |  | 8450.9823
Alternate 13: | Wallcoverings identified in Addendum 1 |  | 337176.5199
Alternate 14: | Vinyl Flooring System with integral sound attenuation layer |  | -138734.4244
Alternate 15: | CPVC Piping in lieu of Copper up to 1 1/2" Deduct |  | Base Bid
| Copper Piping in lieu of CPVC up to 1 1/2" Add |  | 333202.5245
Alternate 16: | Motorized window shades for all public areas and lounges. |  | 202289.8738
Alternate 17: | Automatic door operators - 24 Single doors / 4 Double doors |  | 141055.7354
Alternate 18: | Unit closet pole & shelf |  | -208917.9828
|  | Sub-total | 8239523.52
|  | GRAND TOTAL | 108518635.2856
LIST OF SUBS
| Concrete (Foundations) | Don Kings Concrete
| Precast | Metromont
| Masonry | Pyramid
| Roofing | Jenkins Roofing
| Glazing | Sunryse Construction
| Plumbing | Express Plumbing
| HVAC | Energy Air, Inc.
| Electrical | Van Kirk
| Millwork/Cabinetry | Skyline Cabinetry
| Pre-Cast Concrete | Metromont
Other
| PROJECT TIMELINE / DURATION |  | 699 Days
| START DATE |  | 2025-09-15
| COMPLETION DATE |  | 2027-08-13
| POTENTIAL IDEAS FOR COST SAVINGS (VE ITEMS) | NOTES | POTENTIAL SAVINGS
1 | Elininate requirement for dual controls in elevator cabs # 1 and #2 which would allow a switch to a TK elevator that offers a significant reduction in cost. |  | -499470.5842
2 | Alternate plumbing trim package by Olympia. L-6160B, T-2302, K-5030, & T-2302-ADA. |  | -199921.5147
3 | Use standard tank type 1.28gpf water closets by Gerber in units. GRN31212 & GRN31218. |  | -155494.5114
4 | Alternate method for providing soils stabilization in lieu of rigid inclusions - Geopier - rammed aggregate - cost savings to be confirmed and soils engineer to approve. |  | -758035.7432
5 | Lighting fixture VE package from Sesco - subject to architect and engineer approval |  | -444270.0326
6 | Light Fixture VE alternate to Sesco package - subject to architect and engineer approval |  | -1110675.0816
7 | Aluminum feeders and secondaries 100amp and larger - subject to architect and engineer approval |  | -2373512.6493
10
|  | Sub-total | -5541380.117

## Cost Summary
ERAU Residential Hall & Garage Building
Daytona Beach |  | Gross (sf) |  |  | 578663 | Site (acres) | 6.57 |  |  |  |  | Hank
Hard Bid |  | AC (sf) |  |  | 0 | Parking Spcs | 131 |  |  |  | surface | Claudia
2026-03-04 13:03 |  | No. of Units: |  |  | 107 | Parking Spcs | 925 |  |  |  | garage | Sam
|  | No. of Beds: |  |  | 423 | Build Dur (mo) | 0 |  |  |  |  | Hunter
1%
CSI | CSI DESCRIPTION | TOTAL |  | 0.01 | $ /SF | $ /UNIT | % | Prev. | Delta | Notes
| General Conditions | 3961757.0774 |  | 3961757.0774 | 6.8464 | 37025.7671 | 3.951% |  | 3961757.0774 |  | 3961757.0774 | 3.951% |  |  | 0
| General Requirements | 477094.3 |  | 477094.3 | 0.82448 | 4458.8252 | 0.4758% |  | 477094.3 |  | 477094.3 | 0.4758% |  |  | 0
02 21 00 | Surveying | 59300 | 59300 | 59893 | 0.10248 | 554.2056 | 0.05913% |  | 59300 |  | 59300 |  |  |  | 593
02 41 00 | Demolition | 0 |  |  | 0 | 0 | 0% |  |  |  | 0 |  |  |  | 0
02 50 10 | Site Maintenance / Dumpster / Cleaning | 1781647.2109 |  | 1781647.2109 | 3.0789 | 16650.9085 | 1.777% |  | 1781647.2109 |  | 1781647.2109 |  |  |  | 0
03 30 00 | Concrete | 5700849.3333 | 5700849.3333 | 5757857.8267 | 9.8518 | 53278.9657 | 5.685% |  | 5700849.3333 |  | 5700849.3333 |  |  |  | 57008.4933
03 41 00 | Precast Hollow Core | 21767756 |  | 21767756 | 37.6173 | 203436.972 | 21.71% |  | 21767756 |  | 21767756 |  |  |  | 0
04 22 00 | Concrete Unit Masonry | 0 |  |  | 0 | 0 | 0% |  | 0 |  | 0 |  |  |  | 0
05 10 00 | Structural Steel | 349703.765 | 349703.765 | 353200.8027 | 0.60433 | 3268.2595 | 0.3487% |  | 349703.765 |  | 349703.765 |  |  |  | 3497.0377
05 52 00 | Misc. Metals | 334591.49 | 334591.49 | 337937.4049 | 0.57821 | 3127.0233 | 0.3337% |  | 334591.49 |  | 334591.49 |  |  |  | 3345.9149
06 10 00 | Rough Carpentry | 493891 |  | 493891 | 0.8535 | 4615.8037 | 0.4925% |  | 493891 |  | 493891 |  |  |  | 0
06 21 00 | Millwork | 331487.4714 | 331487.4714 | 334802.3461 | 0.57285 | 3098.0138 | 0.3306% |  | 331487.4714 |  | 331487.4714 |  |  |  | 3314.8747
07 10 00 | Waterproofing | 707250.1128 | 707250.1128 | 714322.6139 | 1.2222 | 6609.8141 | 0.7053% |  | 707250.1128 |  | 707250.1128 |  |  |  | 7072.5011
07 21 00 | Insulation - INC 09 29 50 | 0 | 0 | 0 | 0 | 0 | 0% |  | 0 |  | 0 |  |  |  | 0
07 42 00 | Metal Wall Panels | 1293203.85 | 1293203.85 | 1306135.8885 | 2.2348 | 12086.0173 | 1.29% |  | 1293203.85 |  | 1293203.85 |  |  |  | 12932.0385
07 50 00 | Roofing | 1306500 | 1306500 | 1319565 | 2.2578 | 12210.2804 | 1.303% |  | 1306500 |  | 1306500 |  |  |  | 13065
07 81 00 | Spray Fireproofing | 87200 | 87200 | 88072 | 0.15069 | 814.9533 | 0.08696% |  | 87200 |  | 87200 |  |  |  | 872
07 84 00 | Firestopping | 19175 | 19175 | 19366.75 | 0.033137 | 179.2056 | 0.01912% |  | 19175 |  | 19175 |  |  |  | 191.75
07 92 00 | Expansion Joints | 170000 | 170000 | 171700 | 0.29378 | 1588.785 | 0.1695% |  | 170000 |  | 170000 |  |  |  | 1700
08 10 70 | Doors, Frames, & Hardware | 2072590 | 2072590 | 2093315.9 | 3.5817 | 19370 | 2.067% |  | 2072590 |  | 2072590 |  |  |  | 20725.9
08 32 00 | Hangar Doors | 558065.1937 | 558065.1937 | 563645.8457 | 0.9644 | 5215.5626 | 0.5565% |  | 558065.1937 |  | 558065.1937 | 1% | 5580.6519 | 563645.8457 | 5580.6519 | 1%
08 33 00 | Overhead Doors | 29480 | 29480 | 29774.8 | 0.050945 | 275.514 | 0.0294% |  | 29480 |  | 29480 |  |  |  | 294.8
08 50 00 | Storefront & Windows | 5009000 | 5009000 | 5059090 | 8.6562 | 46813.0841 | 4.995% |  | 5009000 |  | 5009000 |  |  |  | 50090
09 29 50 | Drywall & Framing | 4568679.75 | 4568679.75 | 4614366.5475 | 7.8952 | 42697.9416 | 4.556% |  | 4568679.75 |  | 4568679.75 |  |  |  | 45686.7975
09 30 00 | Tile | 219979.2741 | 219979.2741 | 222179.0668 | 0.38015 | 2055.8811 | 0.2194% |  | 219979.2741 |  | 219979.2741 |  |  |  | 2199.7927
| Tile mat allowance | 240000 |  | 240000 | [10 empty] | 0
09 51 00 | Acoustical Ceilings | 307128 | 307128 | 310199.28 | 0.53075 | 2870.3551 | 0.3063% |  | 307128 |  | 307128 |  |  |  | 3071.28
09 60 00 | Flooring | 333677.7757 | 333677.7757 | 337014.5535 | 0.57664 | 3118.4839 | 0.3327% |  | 333677.7757 |  | 333677.7757 |  |  |  | 3336.7778
| Flooring Mat Allowance | 741197 |  | 741197 | [10 empty] | 0
09 96 00 | Fluid-Applied Flooring | 112682.67 | 112682.67 | 113809.4967 | 0.19473 | 1053.1091 | 0.1124% |  | 112682.67 |  | 112682.67 |  |  |  | 1126.8267
09 90 00 | Painting | 843992.8 | 843992.8 | 852432.728 | 1.4585 | 7887.7832 | 0.8416% |  | 843992.8 |  | 843992.8 |  |  |  | 8439.928
10 14 00 | Signage (Allowance) | 20000 |  | 20000 | 0.034562 | 186.9159 | 0.01994% |  | 20000 |  | 20000 |  |  |  | 0
10 20 00 | Bath Accessories | 302971.71 | 302971.71 | 306001.4271 | 0.52357 | 2831.5113 | 0.3021% |  | 302971.71 |  | 302971.71 |  |  |  | 3029.7171
10 44 00 | Fire Extinguishers | 60366 | 60366 | 60969.66 | 0.10432 | 564.1682 | 0.0602% |  | 60366 |  | 60366 |  |  |  | 603.66
11 30 00 | Appliances | 524167.0161 | 524167.0161 | 529408.6863 | 0.90582 | 4898.7572 | 0.5227% |  | 524167.0161 |  | 524167.0161 |  |  |  | 5241.6702
12 20 00 | Window Treatment | 164880 | 164880 | 166528.8 | 0.28493 | 1540.9346 | 0.1644% |  | 164880 |  | 164880 |  |  |  | 1648.8
12 34 00 | Residential Casework | 785367.1794 | 785367.1794 | 793220.8512 | 1.3572 | 7339.8802 | 0.7832% |  | 785367.1794 |  | 785367.1794 |  |  |  | 7853.6718
12 36 00 | Solid Surface / Countertops | 550958.4066 | 550958.4066 | 556467.9907 | 0.95212 | 5149.144 | 0.5494% |  | 550958.4066 |  | 550958.4066 |  |  |  | 5509.5841
13 30 00 | Fabricated Engineered Structures | 25199 | 25199 | 25450.99 | 0.043547 | 235.5047 | 0.02513% |  | 25199 |  | 25199 |  |  |  | 251.99
14 20 00 | Elevators | 1133900 | 1133900 | 1145239 | 1.9595 | 10597.1963 | 1.131% |  | 1133900 |  | 1133900 |  |  |  | 11339
14 91 00 | Trash Chute | 114439.55 | 114439.55 | 115583.9455 | 0.19777 | 1069.5285 | 0.1141% |  | 114439.55 |  | 114439.55 |  |  |  | 1144.3955
21 13 00 | Fire Protection Systems | 1325328.675 | 1325328.675 | 1338581.9618 | 2.2903 | 12386.2493 | 1.322% |  | 1325328.675 |  | 1325328.675 |  |  |  | 13253.2867
22 00 00 | Plumbing | 3323847.4 | 3323847.4 | 3357085.874 | 5.744 | 31063.9944 | 3.315% |  | 3323847.4 |  | 3323847.4 |  |  |  | 33238.474
| Plumbing fixtures | 820000 |  | 820000 | [10 empty] | 0
23 00 00 | HVAC | 10305235 | 10305235 | 10408287.35 | 17.8087 | 96310.6075 | 10.28% |  | 10305235 |  | 10305235 |  |  |  | 103052.35
26 00 00 | Electrical | 12146271 | 12146271 | 12267733.71 | 20.9902 | 113516.5514 | 12.11% |  | 12146271 |  | 12146271 |  |  |  | 121462.71
26 41 00 | Lightning Protection | 90000 | 90000 | 90900 | 0.15553 | 841.1215 | 0.08975% |  | 90000 |  | 90000 |  |  |  | 900
27 00 00 | Communications | 960826.5 | 960826.5 | 970434.765 | 1.6604 | 8979.6869 | 0.9582% |  | 960826.5 |  | 960826.5 |  |  |  | 9608.265
27 53 00 | Bi-Directional Amplification (BDA) | 254064 | 254064 | 256604.64 | 0.43905 | 2374.4299 | 0.2534% |  | 254064 |  | 254064 |  |  |  | 2540.64
28 10 00 | Access Control (Allowance) | 875000 |  | 875000 | 1.5121 | 8177.5701 | 0.8726% |  | 875000 |  | 875000 |  |  |  | 0
28 46 00 | Fire Detection & Alarm | Inc electrical | [6 empty] | 0
31 30 10 | Sitework | 2548634.0233 | 2548634.0233 | 2574120.3636 | 4.4043 | 23819.0096 | 2.542% |  | 2548634.0233 |  | 2548634.0233 |  |  |  | 25486.3402
31 32 00 | Soil Stabilization | 1306673.9722 | 1306673.9722 | 1319740.7119 | 2.2581 | 12211.9063 | 1.303% |  | 1306673.9722 |  | 1306673.9722 |  |  |  | 13066.7397
32 14 00 | Brick Pavers | 126191.82 | 126191.82 | 127453.7382 | 0.21807 | 1179.3628 | 0.1258% |  | 126191.82 |  | 126191.82 |  |  |  | 1261.9182
32 33 00 | Site Furniture | 209676.3559 | 209676.3559 | 211773.1195 | 0.36235 | 1959.5921 | 0.2091% |  | 209676.3559 |  | 209676.3559 |  |  |  | 2096.7636
32 80 00 | Landscaping & Irrigation | 461690.97 | 461690.97 | 466307.8797 | 0.79786 | 4314.8689 | 0.4604% |  | 461690.97 |  | 461690.97 |  |  |  | 4616.9097
| SUBCONTRACTOR DISCOUNTS |  |  | -611352.2506 | [8 empty] | 61135225.0647 | 61746577.3153 | -611352.2506
0
35 50 00 | Marine - Construction & Equipment |  |  |  | 0 | 0 | 0% |  | 0
41 22 00 | Crane and Hoist
| SUB-TOTAL 1 (Cost of Work)Building | 92313567.6529 |  | 92313567.6529 | 156.4164 | 845910.0061 | 90.26% | 0 | 92313567.6529 | [6 empty] | Cost Summary | 92313567.6529
| GC Contingency | 0 |  |  | 0 | 0 | 0% |  | 0 |  | 0% |  |  |  |  | ERAU Cost Summary | 92313567.6529
| Escalation Contingency | 0 |  |  |  |  | 0% |  | 0 |  | 0% |  |  |  |  | Delta | 0
| SUB-TOTAL 2 (Contingency) | 92313567.6529 |  |  | 156.4164 | 845910.0061 | 90.26% | 0 | 92313567.6529
| Permits | By owner | [11 empty] | /100 | 0.8
| Builders Risk Insurance & Deductibles | 802232.8941 | [8 empty] | 0.8% |  | 100279111.7655 | 1002791.1177 | 802232.8941
| Performance & Payment Bond - Alternate | 0 |  |  | 0 | 0 | 0% |  |  |  | 0%
| Subcontractor Default Insurance | 1318120.7441 |  |  | 2.2779 | 12318.8855 | 1.314% |  | 1318120.7441 |  | 1.5%
| Warranty | 507724.6221 |  |  | 0.87741 | 4745.0899 | 0.5063% |  |  |  | 0.55%
| Procore | 230783.9191 |  |  | 0.39882 | 2156.8591 | 0.2301% |  |  |  | 0.25%
| General Liability Insurance | 1482135.7247 |  |  | 2.5613 | 13851.7357 | 1.478% |  | 1482135.7247 |  | 1.5%
| SUB-TOTAL 3 (Bonds, Insurances, & GC's) | 96654565.5571 |  |  | 162.5318 | 878982.5763 | 93.79% | 0 | 95113824.1218
| GC Fee (OH&P) | 3624546.2084 |  |  | 6.2637 | 33874.2636 | 3.614% |  | 3624546.2084 |  | 3.75%
| ESTIMATE TOTAL | 100279111.7655 |  |  | 168.7955 | 912856.8399 | 97.4% | 0 | 98738370.3302
| Performance & Payment Bond | 1002791.1177 |  |  | 1.7329 | 9371.8796 | 1% |  |  |  | 1%
| Cost Summary from above | 100279111.7655
| ERAU Cost Summary | 100279111.7655 |  |  | GROSS MARGIN
| Delta | 0 |  |  | COST % | COST | BILLABLE |  |  | BILLABLE | MARGIN
|  |  |  | Missed Scope | [6 empty] | -923135.6765 | 1%
| ESTIMATE TOTAL | 100279111.7655 |  | Additional Buyout | [6 empty] | 1600916.6789 | 2%
| BM | 100454481 |  | Buyout/Electrician | [7 empty] | 0%
|  | -175369.2345 |  | SDI | 0.75% | 659060.3721 | 1318120.7441 |  |  |  | 659060.3721 | 0.6572%
|  |  |  | GL | 0.9% | 902512.0059 | 1482135.7247 |  |  |  | 579623.7188 | 0.578%
| ESTIMATE TOTAL | 100334156 |  | FEE | [6 empty] | 3624546.2084 | 3.614%
| BM | 100454481 | [8 empty] | 5541011.3016 | 5.526%
-120325
65279111.7655
KEEP THIS TO ONE PAGE !!!!
154324.1413

## GCs & GRs
Contract Reference | General Condition Ref. | TEST
|  | Construction |  |  | Activity |  | Start | Finish | Days | Weeks | Months | % Time | Remarks |  | 2025-09-15 | 2025-10-02 | 2027-08-30 | 2027-08-29
[5 empty] | Construction |  | 2025-10-01 | 2027-08-31 | 699 | 99.8571 | 23.3 |  |  |  | 2027-08-13 | 2027-08-30 | 2027-07-20 | 2027-07-19
[5 empty] | Close Out |  |  |  | 60.84 | 8.66 | 2 |  |  |  | 697 |  | 41
[5 empty] | General Conditions |  | General Req. - Field Office |  | General Req. |  | Total
|  | Description | Qty. | U | Unit | Const. | Unit | General | Unit | General |  |  |  | CUSTOMIZED LABOR RATES
[5 empty] | Cost | Cond. | Cost | Req. | Cost | Req.
|  | Field Labor - Construction | [8 empty] | 3717618.0544
1 |  | Project Executive | 56.29 | wks | 6306.6625 | 355002.0326 |  |  |  |  | 355002.0326 | 100% |  | 157.6666
2 |  | Senior Project Manager | 99.59 | wks | 5226.99 | 520555.9326 |  |  |  |  | 520555.9326 | 100% |  | 130.6747
3 |  | Project Manager - Level 3 | 99.59 | wks | 0 | 0 |  |  |  |  | 0 | 0% |  | 120.3413
4 |  | Project Manager - Level 2 | 99.8571 | wks | 0 | 0 |  |  |  |  | 0 | 0% |  | 110.1448
5 |  | Project Manager - Level 1 | 99.8571 | wks | 3770.6242 | 376523.7556 |  |  |  |  | 376523.7556 | 100% |  | 94.2656
6 |  | Project Administator | 103.92 | wks | 2660.2099 | 276449.0109 |  |  |  |  | 276449.0109 | 100% |  | 66.5052
7 |  | Project Accountant | 56.29 | wks | 3432.4016 | 193209.8865 |  |  |  |  | 193209.8865 | 100% |  | 85.81
8 |  | Assistant Project Manager | 103.92 | wks | 3309.3425 | 343906.8769 |  |  |  |  | 343906.8769 | 100% |  | 82.7336
9 |  | Superintendent - Level 3 | 99.59 | wks | 5270.0795 | 524847.2208 |  |  |  |  | 524847.2208 | 100% |  | 131.752
10 |  | Superintendent - Level 2 | 82.27 | wks | 4423.6891 | 363936.9018 |  |  |  |  | 363936.9018 | 100% |  | 110.5922
11 |  | Superintendent - Level 1 | 0 | wks | 0 | 0 |  |  |  |  | 0 | 0% |  | 90.5148
12 |  | Assistant Superinterndent #1 | 103.92 | wks | 2396.6186 | 249056.6089 |  |  |  |  | 249056.6089 | 100% |  | 59.9155
13 |  | Assistant Superinterndent #2 | 86.6 | wks | 2396.6186 | 207547.1741 |  |  |  |  | 207547.1741 | 100% |  | 59.9155
14 |  | Quality Control Manager | 99.8571 | wks | 823.4591 | 82228.273 |  |  |  |  | 82228.273 | 20% |  | 102.9324
15 |  | Foreman | 99.8571 | wks | 0 | 0 |  |  |  |  | 0 | 0% |  | 41.5285
16 |  | Accounting | 99.8571 | wks | 695.6271 | 69463.3308 |  |  |  |  | 69463.3308 | 15% |  | 115.9378
17 |  | VDC Manager | 1 | ls | 91195 | 91195 |  |  |  |  | 91195 |  |  | 102.7267
18 |  | Safety Supervisor/Inspector | 99.8571 | wks | 637.8717 | 63696.05 |  |  |  |  | 63696.05 | 20% |  | 79.734
|  | Field Labor - Close Out | [8 empty] | 244139.023
1 |  | Project Executive | 8.66 | wks | 315.3331 | 2730.7849 |  |  |  |  | 2730.7849 | 5% |  | 157.6666
2 |  | Senior Project Manager | 8.66 | wks | 5226.99 | 45265.7333 |  |  |  |  | 45265.7333 | 100% |  | 130.6747
3 |  | Project Manager - Level 3 | 8.66 | wks | 0 | 0 |  |  |  |  | 0 | 0% |  | 120.3413
4 |  | Project Manager - Level 2 | 8.66 | wks | 0 | 0 |  |  |  |  | 0 | 0% |  | 110.1448
5 |  | Project Manager - Level 1 | 8.66 | wks | 3770.6242 | 32653.6052 |  |  |  |  | 32653.6052 | 100% |  | 94.2656
6 |  | Project Administator | 8.66 | wks | 2660.2099 | 23037.4176 |  |  |  |  | 23037.4176 | 100% |  | 66.5052
7 |  | Project Accountant | 8.66 | wks | 3432.4016 | 29724.5979 |  |  |  |  | 29724.5979 | 100% |  | 85.81
8 |  | Assistant Project Manager | 8.66 | wks | 0 | 0 |  |  |  |  | 0 | 0% |  | 82.7336
9 |  | Superintendent - Level 3 | 8.66 | wks | 5270.0795 | 45638.8888 |  |  |  |  | 45638.8888 | 100% |  | 131.752
10 |  | Superintendent - Level 2 | 8.66 | wks | 4423.6891 | 38309.1476 |  |  |  |  | 38309.1476 | 100% |  | 110.5922
11 |  | Superintendent - Level 1 | 8.66 | wks | 0 | 0 |  |  |  |  | 0 | 0% |  | 90.5148
12 |  | Assistant Superinterndent | 8.66 | wks | 2396.6186 | 20754.7174 |  |  |  |  | 20754.7174 | 100% |  | 59.9155
13 |  | Quality Control Manager | 8.66 | wks | 0 | 0 |  |  |  |  | 0 | 0% |  | 102.9324
14 |  | Foreman | 8.66 | wks | 0 | 0 |  |  |  |  | 0 | 0% |  | 41.5285
15 |  | Accounting | 8.66 | wks | 695.6271 | 6024.1303 |  |  |  |  | 6024.1303 | 15% |  | 115.9378
16 |  | VDC Manager | 8.66 | wks | 0 | 0 |  |  |  |  | 0 | 0% |  | 102.7267
17 |  | Safety Supervisor/Inspector | 8.66 | wks | 0 | 0 |  |  |  |  | 0 | 0% |  | 79.734
|  | Field Office - Contractor | [8 empty] | 171515
|  | Field Office Set Up / Removal - Double Wide | 1 | ea |  |  | 16000 | 16000 | ` |  | 16000
|  | Field Office - Double Wide | 23.3 | mos |  |  | 3500 | 81550 |  |  | 81550
|  | Field Office Set Up / Removal - Single Wide | 0 | ea |  |  | 15958 | 0 |  |  | 0 |  | WILLSCOT 4/16/2024 (36x10 mobile office)
|  | Field Office - Single Wide | 0 | mos |  |  | 1732 | 0 |  |  | 0 |  | WILLSCOT 4/16/2024 (36x10 mobile office)
|  | Field Office Set Up / Removal - Connex | 0 | ea |  |  | 1371 | 0 |  |  | 0 |  | WILLSCOT 20' COMBO W/10' OFFICE
|  | Field Office - Conex | 0 | mos |  |  | 573 | 0 |  |  | 0 |  | WILLSCOT 20' COMBO W/10' OFFICE
|  | Connect Telephone Lines | 1 | ea |  |  | 2000 | 2000 |  |  | 2000
|  | Internet | 23.3 | mos |  |  | 500 | 11650 |  |  | 11650
|  | Cellular Telephones | 23.3 | mos |  |  | 0 | 0 |  |  | 0 |  | In labor rates
|  | Furniture | 1 | ls |  |  | 5000 | 5000 |  |  | 5000
|  | Office Supplies | 23.3 | mos |  |  | 500 | 11650 |  |  | 11650
|  | Drinking Water | 23.3 | mos |  |  | 200 | 4660 |  |  | 4660
|  | Janitor Supplies/Cleaning | 23.3 | mos |  |  | 250 | 5825 |  |  | 5825
|  | Software Charge | 0.25% | % |  |  | 2.4931e-91 | 6.2329e-94 |  |  | 6.2329e-94 |  | .25% of GMP Total
|  | Computers | 1 | ls |  |  | 0 | 0 |  |  | 0
|  | Printers | 0 | ls |  |  | 500 | 0 |  |  | 0
|  | Copy Machine | 1 | ls |  |  | 7500 | 7500 |  |  | 7500
|  | Alarm System | 23.3 | mos |  |  | 0 | 0 |  |  | 0
|  | Installation Office Equip. | 0 | ls |  |  | 250 | 0 |  |  | 0
|  | Storage Trailers Set Up / Removal | 2 | ea |  |  | 840 | 1680 |  |  | 1680 |  | willscot 40' trailer
|  | Storage Trailers | 20 | mos |  |  | 1200 | 24000 |  |  | 24000 |  | Rate - $1200 ea. per month
|  | Field Office - Owner | [10 empty] | 0
|  | Field Office Set Up / Removal | 1 | ls |  |  |  |  | 0 | 0 | 0 |  | assume not required
|  | Field Office | 23.3 | mos |  |  |  |  | 0 | 0 | 0 |  | assume not required
|  | Connect Telephone Lines | 1 | ls |  |  |  |  | 0 | 0 | 0 |  | assume not required
|  | Telephone | 23.3 | mos |  |  |  |  | 0 | 0 | 0 |  | assume not required
|  | Cellular Telephones | 25.3 | mos |  |  |  |  | 0 | 0 | 0 |  | assume not required
|  | Furniture | 1 | ls |  |  |  |  | 0 | 0 | 0 |  | assume not required
|  | Office Supplies | 25.3 | mos |  |  |  |  | 0 | 0 | 0 |  | assume not required
|  | Drinking Water | 25.3 | mos |  |  |  |  | 0 | 0 | 0 |  | assume not required
|  | Janitor Supplies | 23.3 | mos |  |  |  |  | 0 | 0 | 0 |  | assume not required
|  | Computers | 1 | ls |  |  |  |  | 0 | 0 | 0 |  | assume not required
|  | Printers | 1 | ls |  |  |  |  | 0 | 0 | 0 |  | assume not required
|  | Copy Machine | 25.3 | mos |  |  |  |  | 0 | 0 | 0 |  | assume not required
|  | Fax Machine | 1 | ls |  |  |  |  | 0 | 0 | 0 |  | assume not required
|  | Alarm System | 23.3 | mos |  |  |  |  | 0 | 0 | 0 |  | assume not required
|  | Installation Office Equip. | 1 | ls |  |  |  |  | 0 | 0 | 0 |  | assume not required
|  | Temporary Utilities | [8 empty] | 136289.3
|  | Temp. Electrical Service | 0 | ls |  |  |  |  | 0 | 0 | 0 |  | by elect sub
|  | Temp. Electrical - Const. Phase | 23.3 | mos |  |  |  |  | 0 | 0 | 0 |  | by owner
|  | Temp. Electrical - Operate Phase | 23.3 | mos |  |  |  |  | 0 | 0 | 0 |  | by owner
|  | Temp. Wiring & Lighting | 0 | sf |  |  |  |  | 0 | 0 | 0 |  | by elect sub
|  | Temporary Water - Service | 1 | ls |  |  |  |  | 150 | 150 | 150 |  | by owner
|  | Temporary Water | 23.3 | mos |  |  |  |  | 0 | 0 | 0
|  | Temporary Toilets | 23.3 | mos |  |  |  |  | 4884 | 113797.2 | 113797.2 |  | 04/15/2024 united site services
|  | Temporary Toilet Set Up / Removal | 12 | ea |  |  |  |  | 93 | 1116 | 1116 |  | 04/15/2024 united site services
|  | Temporary Washing Station | 23.3 | mos |  |  |  |  | 407 | 9483.1 | 9483.1 |  | 04/15/2024 united site services
|  | Temporary Washing Station Set Up / Removal | 1 | ea |  |  |  |  | 93 | 93 | 93 |  | 04/15/2024 united site services
|  | Temporary Holding Tanks | 23.3 | mos |  |  |  |  | 500 | 11650 | 11650
|  | Temporary Ventilation | 0 | ls |  |  |  |  | 0 | 0 | 0
|  | Temporary Cooling | 23.3 | mos |  |  |  |  | 0 | 0 | 0
|  | Equipment | [8 empty] | 93200
|  | Small Tools | 23.3 | mos |  |  |  |  | 1500 | 34950 | 34950
|  | Equipment Rental | 23.3 | mos |  |  |  |  | 2500 | 58250 | 58250
|  | Engineering Instruments | 0 | ls |  |  |  |  | 1000 | 0 | 0
|  | Security | [8 empty] | 6990
| 15000 | Temporary Fence - 6' Post Driven w/ windscreen | 0 | lf |  |  |  |  | 8.3 | 0 | 0 |  | See site maintenance
|  | Temporary Fence - 8' Post Driven w/ windscreen | 0 | lf |  |  |  |  | 9.8 | 0 | 0 |  | See site maintenance
|  | Temporary Fence - 6' Panels w/ windscreen | 0 | lf |  |  |  |  | 6.49 | 0 | 0 |  | See site maintenance
|  | Temporary Fence - 8' Panels w/ windscreen | 0 | lf |  |  |  |  | 7.49 | 0 | 0 |  | See site maintenance
|  | Temporary Fence - Gates 8'x24' | 0 | ea |  |  |  |  | 800 | 0 | 0 |  | See site maintenance
| 15000 | Temporary Fence Maintain | 0 | mos |  |  |  |  | 150 | 0 | 0 |  | See site maintenance
|  | Security Service | 99.8571 | wks |  |  |  |  | 0 | 0 | 0
|  | Additional Safety Material/Modifications | 0 | ls |  |  |  |  | 10000 | 0 | 0
| 15000 | Protection Floor & Roof Openings | 0 | ls |  |  |  |  | 500 | 0 | 0
|  | Protection Floors & Walls | 1 | ls |  |  |  |  | 0 | 0 | 0 |  | See site maintenance
|  | Protection Elevator | 0 | ls |  |  |  |  | 500 | 0 | 0
| 15000 | Temporary Enclosures | 0 | ls |  |  |  |  | 5000 | 0 | 0
|  | Temporary Ladders | 0 | ls |  |  |  |  | 0 | 0 | 0
| 15000 | Building Barricades | 0 | ls |  |  |  |  | 5000 | 0 | 0
| 15000 | Site Barricades | 0 | ls |  |  |  |  | 5000 | 0 | 0
|  | Fire Protection | 23.3 | mos |  |  |  |  | 250 | 5825 | 5825
|  | First Aid | 23.3 | mos |  |  |  |  | 50 | 1165 | 1165
|  | Drug Testing | 0 | ea |  |  |  |  | 0 | 0 | 0
|  | Cleaning | [8 empty] | 0
|  | Trash Removal - 10yd dumpsters | 0 | wks |  |  |  |  | 350 | 0 | 0 |  | See site maintenance
|  | Trash Removal - 20yd dumpsters | 0 | wks |  |  |  |  | 400 | 0 | 0 |  | See site maintenance
|  | Trash Removal - 30yd dumpsters | 99.8571 | wks |  |  |  |  | 0 | 0 | 0 |  | See site maintenance
|  | Trash Removal - Field Offices | 99.8571 | wks |  |  |  |  | 0 | 0 | 0 |  | See site maintenance
| 17300 | General Building Cleaning | 99.8571 | wks |  |  |  |  | 0 | 0 | 0 |  | See site maintenance
|  | Final Building Clean | 0 | sf |  |  |  |  | 0.5 | 0 | 0 |  | See site maintenance
|  | Final Building Clean | 0 | sf |  |  |  |  | 0.5 | 0 | 0 |  | See site maintenance
|  | Services | [8 empty] | 53105
| 13200 | CMP Schedule - Set Up | 1 | ls |  |  |  |  | 10000 | 10000 | 10000 |  | Call Assaf Newmark (Spectrum Consulting) to confirm 404-819-4663
| 13200 | CPM Schedule - Updates (Standard Reports) | 23.3 | mos |  |  |  |  | 1650 | 38445 | 38445 |  | Call Assaf Newmark (Spectrum Consulting) to confirm 404-819-4664
| 13200 | CPM Schedule - Updates (Bifurcated Reports) | 0 | mos |  |  |  |  | 300 | 0 | 0 |  | Call Assaf Newmark (Spectrum Consulting) to confirm 404-819-4665
| 13233 | Progress Photos Bldg. - Ground | 23.3 | mos |  |  |  |  | 100 | 2330 | 2330
| 13233 | Progress Photos Bldg. - Aerial | 23.3 | mos |  |  |  |  | 100 | 2330 | 2330
|  | Video - Existing Conditions | 0 | ls |  |  |  |  | 2500 | 0 | 0
| 13233 | Video - Owner O&M Demo. | 0 | ls |  |  |  |  | 500 | 0 | 0
|  | Legal | 0 | ls |  |  |  |  | 0 | 0 | 0
|  | Drawings | [8 empty] | 10995
|  | As Built Survey | 0 | ls |  |  |  |  | 1000 | 0 | 0
| 10550 | As Built Drawings | 0 | ls |  |  |  |  | 500 | 0 | 0
|  | Plan/Copy Expense | 1 | ls |  |  | 7500 | 7500 |  |  | 7500
|  | Postage - USPS | 23.3 | mos |  |  | 75 | 1747.5 |  |  | 1747.5
|  | Postage - Fed-X | 23.3 | mos |  |  | 75 | 1747.5 |  |  | 1747.5
|  | Testing | [8 empty] | 0
|  | Concrete Testing | 0 | ls |  |  |  |  | 0 | 0 | 0 |  | by owner
|  | Steel Testing | 0 | ea |  |  |  |  | 0 | 0 | 0 |  | by owner
|  | Special Inspectors | 0 | ls |  |  |  |  | 0 | 0 | 0 |  | by owner
|  | Permits | [8 empty] | 0
|  | Building Permits | 0 | ls |  |  |  |  | 0 | 0 | 0 |  | by owner
|  | Impact Fees | 0 | ls |  |  |  |  | 0 | 0 | 0 |  | by owner
|  | Trailer Permits | 0 | ea |  |  |  |  | 0 | 0 | 0 |  | by owner
|  | Off Site Permits | 0 | ls |  |  |  |  | 0 | 0 | 0 |  | by owner
|  | Travel | [8 empty] | 0
|  | Airfare | 0 | mos |  |  |  |  | 0 | 0 | 0
|  | Hotel | 0 | mos |  |  |  |  | 0 | 0 | 0
|  | Per Diem | 0 | mos |  |  |  |  | 2600 | 0 | 0
|  | Other | 0 | mos |  |  |  |  | 0 | 0 | 0
|  | Other | [8 empty] | 5000
|  | Project Sign | 2 | ea |  |  |  |  | 2500 | 5000 | 5000
|  | Temporary Parking | 0 | ls |  |  |  |  | 0 | 0 | 0
|  | Legal Notices | 0 | ea |  |  |  |  | 0 | 0 | 0
|  | Total |  |  |  | 3961757.0774 |  | 182510 |  | 294584.3 | 4438851.3774
[9 empty] | Total GCs |  | 3961757.0774 | 170032.4926
[9 empty] | Total GRs |  | 477094.3 | 20476.1502
[9 empty] | Total GCs & GRs |  | 4438851.3774 | 190508.6428 | per month
0
Note on N66: Ryan Hutchins: Lets update. Please referfnece vender and quote date for tracking purposes

## Labor Rates
ERAU Residential Hall & Garage Building
Hedrick Brothers Construction Co., Inc.
Salaries and Burden Calculations
|  | MARK-UP |  | 0%
|  |  | Burdened Rate | Mark-up | Total
| 1 | Proj Exec | 157.6666 | 0 | 157.6666
| 2 | Sr PM | 130.6747 | 0 | 130.6747
| 3 | PM 3 | 120.3413 | 0 | 120.3413
| 4 | PM 2 | 110.1448 | 0 | 110.1448
| 5 | PM 1 | 94.2656 | 0 | 94.2656
| 6 | Proj Admin | 66.5052 | 0 | 66.5052
| 7 | Proj Acct | 85.81 | 0 | 85.81
| 8 | Asst PM | 82.7336 | 0 | 82.7336
| 9 | Supt 3 | 131.752 | 0 | 131.752
| 10 | Supt 2 | 110.5922 | 0 | 110.5922
| 11 | Supt 1 | 90.5148 | 0 | 90.5148
| 12 | Asst Supt | 59.9155 | 0 | 59.9155
| 13 | QC | 102.9324 | 0 | 102.9324
| 14 | Foreman | 41.5285 | 0 | 41.5285
| 15 | Acctg | 115.9378 | 0 | 115.9378
| 16 | VDC | 102.7267 | 0 | 102.7267
| 17 | Safety | 79.734 | 0 | 79.734
|  | Labor | 32.4081 | 0 | 32.4081
|  | Apprentice | 32.9782 | 0 | 32.9782
|  | Carpenter | 45.0133 | 0 | 45.0133
|  | Driver | 35.4869 | 0 | 35.4869
|  | Leadman | 46.6052 | 0 | 46.6052
|  | Supt MEP | 0 | 0 | 0
|  | Gen Supt | 130.4108 | 0 | 130.4108
|  | Cons Mgr | 135.458 | 0 | 135.458
|  | Proj Coor | 0 | 0 | 0
|  | Mktg | 85.4131 | 0 | 85.4131
|  | Bus Dev | 121.5533 | 0 | 121.5533
|  | Chief, 3 & 2 | 140.9198 | 0 | 140.9198
|  | Coord & Jrs | 52.7171 | 0 | 52.7171
|  | Exec Asst | 69.6702 | 0 | 69.6702

## Staffing Schedule
Embry Riddle Aeronautical University
STAFFING SCHEDULE
PROJECT DURATION 24 Months
YEAR | 2025 | thru | 2027
MONTHS | Sept | Oct | Nov | Dec | Jan | Feb | Mar | April | May | Jun | July | Aug | Sept | Oct | Nov | Dec | Jan | Feb | Mar | April | May | Jun | July | Aug
4 Story | 1 | 2 | 3 | 4 | 5 | 6 | 7 | 8 | 9 | 10 | 11 | 12 | 13 | 14 | 15 | 16 | 17 | 18 | 19 | 20 | 21 | 22 | 23 | 24 | Close Out Nov/ Dec | 2025-08-27
INITIAL SITEWORK | bar: 2025 Sept to thru Oct
Infrastrure | bar: 2027 Nov to 2027 Feb
Foundation | bar: 2027 Dec to 2027 Mar
Erect Phase South A | bar: 2027 April to 2027 July
Erect Phase South B | bar: 2027 July to 2027 Sept
Erect Phase North A | bar: 2027 May to 2027 July
Erect Phase North B | bar: 2027 July to 2027 Oct
INTERIORS South A | bar: 2027 July to 2027 May
Building South Side A Envelope | bar: 2027 July to 2027 Oct
Interiors Phase South B | bar: 2027 Aug to 2027 May
Building Envelope Building South B | bar: 2027 Oct to 2027 Dec
INTERIORS North Side A | bar: 2027 Sept to 2027 May
Building Envelope North Side A | bar: 2027 Aug to 2027 Nov
INTERIORS North Side B | bar: 2027 Aug to 2027 July
Building Envelope North Side B | bar: 2027 Nov to 2027 Feb
TCO/ Punch list | bar: 2027 Mar to 2027 Aug
LEAD SUPERINTENDENT | [24 empty] | 23 | 99.59 | bar: 2025 Sept to 2027 Aug
ASSISTANT SUPERINTENDENT | [24 empty] | 24 | 103.92 | bar: 2025 Sept to 2027 Aug
PROJECT SUPERINTENDENT | [24 empty] | 19 | 82.27 | bar: 2025 Sept to 2027 Aug
ASSISTANT SUPERINTENDENT | [24 empty] | 20 | 86.6 | bar: 2025 Sept to 2027 Aug
PROJECT EXECUTIVE | [24 empty] | 13 | 56.29 | bar: 2025 Sept to 2027 Aug
SENIOR PROJECT MANAGER | [24 empty] | 23 | 99.59 | bar: 2025 Sept to 2027 Aug
APM | [24 empty] | 24 | 103.92 | bar: 2025 Sept to 2027 Aug
PROJECT ACCOUNTANT | [24 empty] | 13 | 56.29 | bar: 2025 Sept to 2027 Aug
PA | [24 empty] | 24 | 103.92 | bar: 2025 Sept to 2027 Aug
FOREMAN | [24 empty] | 24 | 103.92 | bar: 2025 Sept to 2027 Aug
FOREMAN | [24 empty] | 0 | 0
CARPENTER | [24 empty] | 24 | 103.92 | bar: 2025 Sept to 2027 Aug
CARPETNER | [24 empty] | 19 | 82.27 | bar: 2027 Dec to 2027 Jun

## 02 21 Survey
Hedrick Plug
[5 empty] | X | Excluded
[5 empty] | I | Included
| BACK TO SUMMARY SHEET |  |  |  |  | Sub Add/Deduct | Bidder 1 |  | Bidder 2 |  | Bidder 3 |  | Bidder 4 |  | Bidder 5 |  | Bidder 6
Project: | ERAU Residential Hall & Garage Building |  |  |  |  | Company | American Layout & Land Surveying |  | Leading Edge Land Serv |  | MacGillivray & Co |  | Carnahan Proctor & Cross |  | Pacifica Engineering Services |  | RYANIK
Trade: | Survey |  |  |  |  | Contact | Lisa Rizzi |  | Karol J. Hofius |  | Arlene Wroblewski
CSI Code: | 02 21 00 |  |  |  |  | Phone | (732) 807-6250 |  | (407) 351-6730 |  | (631) 291-8886
Date: | [5 empty] | Email | estimating@americansurveyors.us |  | khofius@leadingedgels.com |  | bids@macgillivraysurveying.com
[6 empty] | Adjusted Bid | 59300 |  | 72365 |  | 105919.77 |  | 0 |  | 0 |  | 0
|  | Plan/ Spec. Package | QTY | U/M | Unit Cost | Subtotal | Yes/No | Price | Yes/No | Price | Yes/No | Price | Yes/No | Price | Yes/No | Price | Yes/No | Price
GENERAL INCLUSIONS
| INCLUDES ALL SALES TAX | [5 empty] | i |  | i |  | i
| ALL HOISTING & RIGGING REQUIRED TO COMPLETE THIS SCOPE | [5 empty] | i |  | i |  | i
| PROVIDE P&P BONDS | [5 empty] | x |  | x |  | x
| FLORIDA STATE CONTRACTORS LIC. | [5 empty] | i |  | i |  | i
| GENERAL LIABILITY AND WORKERS COMP. INSURANCE LIMITS | [5 empty] | i |  | i |  | i
| STATE AND LOCAL TAXES | [5 empty] | i |  | i |  | i
| COMPASS | [5 empty] | x |  | x | {5.0} | x
SPECIFIC TRADE SCOPE OF WORK REQUIREMENTS
BASE BID
| Verify and Set Horizontal & Vertical Control | [5 empty] | I | 2100 | I | 1820 | I | 7416.75
| Builidng Layout | [5 empty] | I | 4050 | I | 7270 | I | 45311.75
| Parking Garage Layout | [5 empty] | I | 0 | I | 9190 | I | 0
| Foundations Surveys | [5 empty] | I | 1500 | I | 5345 | I | 0
| Sitework | [10 empty] | 33039.1
| Site boundary | [5 empty] | I | 845 |  | 845 | I
| Detention Basins | [5 empty] | I | 2000 |  | 2000 | I
| Utilities | [5 empty] | I | 14300 |  | 14300 | I
| Curb Layout | [5 empty] | I | 3675 |  | 3675 | I
| Sidewalks | [5 empty] | I | 4785 |  | 4785 | I
| Trash Enclosure | [5 empty] | I | 350 | I | 910 | I
| Transformer Pad | [5 empty] | I | 600 | I |  | I
| Generator Enclosure | [5 empty] | I | 350 |  |  | I
| Site Lighting | [5 empty] | I | 1350 | I | 2225 | I
| Site As-builts | [5 empty] | I | 23395 |  | 20000 |  | 20152.17
[5 empty] | SUBTOTAL |  |  | 59300 |  | 72365 |  | 105919.77 |  | 0 |  | 0 |  | 0
[5 empty] | BOND RATE |  | 0% |  | 0% |  | 0% |  | 0% |  | 0% |  | 0%
[5 empty] | BOND AMOUNT |  |  | 0 |  | 0 |  | 0 |  | 0 |  | 0 |  | 0
[5 empty] | ADJUSTED TOTAL |  |  | 59300 |  | 72365 |  | 105919.77 |  | 0 |  | 0 |  | 0
[5 empty] | Cost per SF |  |  | 0.10248 |  | 0.12506 |  | 0.18304 |  | 0 |  | 0 | 0 | #REF!
[5 empty] | Cost per Unit |  |  | 554.2056 |  | 676.3084 |  | 989.9044 |  | 0 |  | 0 | 0 | #REF!
QUALIFICATIONS
EXCLUSIONS/OWNER PROVIDED ITEMS:
ALTERNATES:
PROPOSED VE (Provide Clear Description):
FULLY LOADED LABOR RATES
Laborer
Mechanic
Superintendent
Project Manager
SCHEDULE
Prepared shop drawings/submittals
Mobilization
Total duration to complete scope of work
Winner
Company | American Layout & Land Surveying
Contact | Lisa Rizzi
Phone | (732) 807-6250
Email | estimating@americansurveyors.us
Base Bid | 59300

## 02 41 Demolition (hidden)
Hedrick Plug
[5 empty] | X | Excluded
[5 empty] | I | Included
| BACK TO SUMMARY SHEET |  |  |  |  | Sub Add/Deduct | Bidder 1 |  | Bidder 2 |  | Bidder 3 |  | Bidder 4 |  | Bidder5 |  | Bidder6
Project: | ERAU Residential Hall & Garage Building |  |  |  |  | Company
Trade: | Demolition |  |  |  |  | Contact
CSI Code: | 02 41 00 |  |  |  |  | Phone
Date: | [5 empty] | Email
[6 empty] | Adjusted Bid | 0 |  | 0 |  | 0 |  | 0 |  | 0 |  | 0
|  | Plan/ Spec. Package | QTY | U/M | Unit Cost | Subtotal | Yes/No | Price | Yes/No | Price | Yes/No | Price | Yes/No | Price | Yes/No | Price | Yes/No | Price
GENERAL INCLUSIONS
INCLUDES ALL SALES TAX
ALL HOISTING & RIGGING REQUIRED TO COMPLETE THIS SCOPE
PROVIDE P&P BONDS
FLORIDA STATE CONTRACTORS LIC.
GENERAL LIABILITY AND WORKERS COMP. INSURANCE LIMITS
STATE AND LOCAL TAXES
SPECIFIC TRADE SCOPE OF WORK REQUIREMENTS
BASE BID
[5 empty] | SUBTOTAL |  |  | 0 |  | 0 |  | 0 |  | 0 |  | 0 |  | 0
[5 empty] | BOND RATE |  | 0% |  | 0% |  | 0% |  | 0% |  | 0% |  | 0%
[5 empty] | BOND AMOUNT |  |  | 0 |  | 0 |  | 0 |  | 0 |  | 0 |  | 0
[5 empty] | ADJUSTED TOTAL |  |  | 0 |  | 0 |  | 0 |  | 0 |  | 0 |  | 0
[5 empty] | Cost per SF |  |  | 0 |  | 0 |  | 0 |  | 0 |  | 0 |  | 0
[5 empty] | Cost per Unit |  |  | 0 |  | 0 |  | 0 |  | 0 |  | 0 |  | 0
QUALIFICATIONS
EXCLUSIONS/OWNER PROVIDED ITEMS:
ALTERNATES:
PROPOSED VE (Provide Clear Description):
FULLY LOADED LABOR RATES
Laborer
Mechanic
Superintendent
Project Manager
SCHEDULE
Prepared shop drawings/submittals
Mobilization
Total duration to complete scope of work
Winner
Company
Contact
Phone
Email
Base Bid

## 02 50 Site Maint
Hedrick Plug
[5 empty] | X | Excluded
[5 empty] | I | Included
| BACK TO SUMMARY SHEET |  |  |  |  | Sub Add/Deduct | Bidder 1 |  | Bidder 2 |  | Bidder 3 |  | Bidder 4 |  | Bidder5 |  | Bidder6
Project: | ERAU Residential Hall & Garage Building |  |  |  |  | Company |  |  | Oneliance |  | Milclean USA
Trade: | Site Maintenance |  |  |  |  | Contact |  |  | Justin Dossie |  | Karina Correa
CSI Code: | 02 10 |  |  |  |  | Phone |  |  | (757) 812-5650 |  | (954) 681-3641
Date: | [5 empty] | Email |  |  | jdossie@oneliance.com |  | karina@milcleanusa.com
Base Bid | [5 empty] | Base Bid | 1781647.2109 |  | 199490 |  | 155983.1138 |  | 0 |  | 0 |  | 0
|  | Plan/ Spec. Package | QTY | U/M | Unit Cost | Subtotal | Yes/No | Price | Yes/No | Price | Yes/No | Price | Yes/No | Price | Yes/No | Price | Yes/No | Price
GENERAL INCLUSIONS
INCLUDES ALL SALES TAX
ALL HOISTING & RIGGING REQUIRED TO COMPLETE THIS SCOPE
PROVIDE P&P BONDS
FLORIDA STATE CONTRACTORS LIC.
GENERAL LIABILITY AND WORKERS COMP. INSURANCE LIMITS
STATE AND LOCAL TAXES
SPECIFIC TRADE SCOPE OF WORK REQUIREMENTS
BASE BID
| Construction fence |  | 2274 | lf | 12 | 27288 |  | 27288
| Construction gates |  | 2 | ea | 10000 | 20000 |  | 20000
| Maintenance during construction |  | 1 | ls | 3000 | 3000 |  | 3000
| Street Maintenance & Cleaning |  | 1 | ls | 50000 | 50000 |  | 50000
| Final Cleaning - garage - pressure wash |  | 311257 | sf | 0.15 | 46688.55 |  | 46688.55 |  | 46710 |  | 9337.71
| Final Cleaning - building |  | 267406 | sf | 0.5 | 133703 |  | 133703 |  | 108780 |  | 104232.1
| Final Cleaning - building windows exterior |  | 33930.643 | sf | 1.25 | 42413.3038 |  | 42413.3038 |  | 44000 |  | 42413.3038
| Concrete Wash-out |  |  | ls | 10000 | 0 |  | 0
| Construction waste removal / recycle |  |  | ls | 8000 | 0 |  | 0
| Temp Parking |  |  |  |  | 0 |  | 0
| Bus - buy 2 |  | 2 | ea | 35000 | 70000 |  | 70000
| Bus - drivers - 2 |  | 99.8571 | wks | 2800 | 279600 |  | 279600
| Bus - fuel & maint |  | 99.8571 | wks | 200 | 19971.4286 |  | 19971.4286
| Parking control |  | 99.8571 | wks | 2800 | 279600 |  | 279600
| Dumpster |  | 99.8571 | wks | 2400 | 239657.1429 |  | 239657.1429
| Trash Chute |  | 8 | mo | 5000 | 40000
| Labor |  | 99.8571 | wks | 880 | 87874.2857 |  | 87874.2857
| Floor Protection |  | 267406 | sf | 0.25 | 66851.5 |  | 66851.5
| MOT |  | 1 | ls | 50000 | 50000 |  | 50000
| Safety rails, Penetration Covers & Maintenance of rails |  |  | ls | 5000 | 0 |  | 0
| Polution Coverage |  | 1 | ls | 15000 | 15000 |  | 15000
0
| Buck Hoist |  | 14 | mo | 25000 | 350000 |  | 350000
0
0
0
0
0
0
0
0
0
0
0
[5 empty] | SUBTOTAL | Base Bid |  | 1781647.2109 |  | 199490 |  | 155983.1138 |  | 0 |  | 0 |  | 0
[5 empty] | BOND RATE |  | 0% |  | 0% |  | 0% |  | 0% |  | 0% |  | 0%
[5 empty] | BOND AMOUNT |  |  | 0 |  | 0 |  | 0 |  | 0 |  | 0 |  | 0
[5 empty] | ADJUSTED TOTAL |  |  | 1781647.2109 |  | 199490 |  | 155983.1138 |  | 0 |  | 0 |  | 0
[5 empty] | Cost per SF |  |  | 3.0789 |  | 0.34474 |  | 0.26956 |  | 0 |  | 0 |  | 0
[5 empty] | Cost per Unit |  |  | 16650.9085 |  | 1864.3925 |  | 1457.7861 |  | 0 |  | 0 |  | 0
QUALIFICATIONS
EXCLUSIONS/OWNER PROVIDED ITEMS:
ALTERNATES:
PROPOSED VE (Provide Clear Description):
FULLY LOADED LABOR RATES
Laborer
Mechanic
Superintendent
Project Manager
SCHEDULE
Prepared shop drawings/submittals
Mobilization
Total duration to complete scope of work
Winner
Company
Contact
Phone
Email
Base Bid | 1781647.2109

## 03 30 CIP Concrete
Hedrick Plug
[5 empty] | X | Excluded
[5 empty] | I | Included
| BACK TO SUMMARY SHEET |  |  |  |  | Sub Add/Deduct | Bidder 1 |  | Bidder 7 |  | Bidder2 |  | Bidder 3 |  | Bidder 5 |  | Bidder 4 |  | Bidder 6 |  | Bidder 8 |  | Bidder 9
Project: | ERAU Residential Hall & Garage Building |  |  |  |  | Company | DeWitt Custom Concrete |  | Don Kings Concrete |  | 2000 Concrete |  | Starlite |  | Baker Concrete |  | Legomatic Construction |  | Core Concrete |  | Genesis Concrete Struct |  | Leo's Concrete Specilaties
Trade: | Concrete |  |  |  |  | Contact | Tim Streeter |  | Dan Belanger |  | Sebastian Lopez |  | Sean Williams |  | Allison Mickley |  | Casey Isaac
CSI Code: | 03 30 00 |  |  |  |  | Phone | (786) 208.8458 |  | (407) 977-9001 |  | (239) 687.8581 |  | (561) 719-7607 |  | (407) 205-3776 |  | (386) 216-6335
Date: | [5 empty] | Email | tim@dewittcc.com |  | DBelanger@dkcfl.com |  | slopez@2000concrete.com |  | SeWilliams@starlitebuild.com |  | MickleyA@BakerConcrete.com |  | caseyisaac@legomaticconstruction.com
[6 empty] | Adjusted Bid | 6808725.59 |  | 5700849.3333 |  | 5882569.3333 |  | 6755331.3333 |  | 6892046.3333 |  | 8202620.93 |  | 0 |  | 0 |  | 0
|  | Plan/ Spec. Package | QTY | U/M | Unit Cost | Subtotal | Yes/No | Price | Yes/No | Price | Yes/No | Price | Yes/No | Price | Yes/No | Price | Yes/No | Price | Yes/No | Price | Yes/No | Price | Yes/No | Price
GENERAL INCLUSIONS
| INCLUDES ALL SALES TAX | [5 empty] | i
| ALL HOISTING & RIGGING REQUIRED TO COMPLETE THIS SCOPE | [5 empty] | i
| PROVIDE P&P BONDS | [5 empty] | x | {2.0%}
| FLORIDA STATE CONTRACTORS LIC. | [5 empty] | i
| GENERAL LIABILITY AND WORKERS COMP. INSURANCE LIMITS | [5 empty] | i
| STATE AND LOCAL TAXES | [5 empty] | i
| COMPASS | [5 empty] | x | {6.0}
SPECIFIC TRADE SCOPE OF WORK REQUIREMENTS
| BASE BID | [6 empty] | 4845635 |  | 3654100 |  | 4053489 |  | 4514629 |  | 4828019 |  | 8335834.93
+ 20" spoils
| Foundations | [5 empty] | I |  | I |  | I |  | I |  | I |  | I | [13 empty] | 1.6667
1504 | Mat 36" |  | 1504 | cy | 650 | 977600 | [20 empty] | 13537 | SF |  |  | 835.6173
1268 | Mat 48" |  | 1268 | cy | 650 | 824200 | [20 empty] | 8558 | SF |  |  | 528.2716
287 | Mat 60" |  | 287 | cy | 650 | 186550 | [20 empty] | 1550 | SF |  |  | 95.679
48 | Footing - F14.0 |  | 48 | cy | 650 | 31200 | [18 empty] | 7 | Footing - F14.0 | 2 | EA | 48 | CY | 24.1975
49 | Footing - F20.0 |  | 49 | cy | 650 | 31850 | [18 empty] | 8 | Footing - F20.0 | 2 | EA | 0 |  | 27.1605
158 | Footing - F43.0 |  | 158 | cy | 650 | 102700 | [18 empty] | 9 | Footing - F43.0 | 2 | EA | 0 |  | 58.3951
31 | Footing - CF2.5 |  | 31 | cy | 650 | 20150 | [18 empty] | 10 | Footing - CF2.5 | 133 | LF | 31 | CY | 24.6296
17 | Footing - CF4.0 |  | 17 | cy | 650 | 11050 | [18 empty] | 11 | Footing - CF4.0 | 46 | LF | 17 | CY | 11.358
580 | Footing - CF7.0 |  | 580 | cy | 650 | 377000 | [18 empty] | 12 | Footing - CF7.0 | 895 | LF | 580 | CY | 386.7284
316 | Footing - CF10.0 |  | 316 | cy | 650 | 205400 | [18 empty] | 13 | Footing - CF10.0 | 342 | LF | 316 | CY | 149.3827
651 | Footing - CF16.0 |  | 651 | cy | 650 | 423150 | [18 empty] | 14 | Footing - CF16.0 | 366 | LF | 651 | CY | 361.4815
8 | Footing - CMU walls |  | 8 | cy | 650 | 5200 | [23 empty] | to top of footing | 2502.9012 | cy
[6 empty] | 0 | [23 empty] | footings | 4917 | cy
| Slabs on grade |  |  |  |  | 0 | I |  | I |  | I |  | I |  | I |  | I | [13 empty] | 7419.9012 | cy
506.5989 | SOG - 4" |  | 41449 | sf | 8 | 331592
928.0756 | SOG - 5" |  | 59662 | sf | 10 | 596620
0
| CIP Walls |  |  |  |  | 0 | I |  | I |  | I |  | I |  | I |  | I
| foundation level CIP wall between grid lines A.21 & A.22, @ B.15 & B.24 | 8/S301 |  |  |  | 0
42 | 12" thick - elev -3-4" to 5'-11" | 9.25 | 42 | cy | 1500 | 63000
| foundation level CIP wall between grid lines A.19 & A.27 @ B.15 & B.24 | 9/S302 |  |  |  | 0
31 | 12" thick - elev -3-4" to 2'-2" | 5.5 | 31 | cy | 1500 | 46500
| foundation level CIP wall between grid lines B.06 & B.31 @ A.30 |  |  |  |  | 0
7 | 10" thick - elev -2'-2" to 14'-4" | 14.34 | 7 | cy | 1500 | 10500
| 12" thick - elevator pit walls | 1/S303 | 2 | cy | 1500 | 3000
0
| CIP Columns |  |  |  |  | 0 | I |  | I |  | I |  | I |  | I |  | I
4.428 | Grid line A.31 & B.08 - 2'-6" x 5'-2" (not sized on plan) - elev -3-4" to 5'-11"? | 9.25 | 4.428 | cy | 2000 | 8856.0185
4.428 | Grid line A.31 & B.30 - 2'-6" x 5'-2" (not sized on plan) - elev -3-4" to 5'-11"? | 9.25 | 4.428 | cy | 2000 | 8856.0185
8.856 | Grid line A.31 & B.15 - 5'-2" x 5'-0" (not sized on plan) - elev -3-4" to 5'-11"? | 9.25 | 8.856 | cy | 2000 | 17712.037
8.856 | Grid line A.31 & B.24 - 5'-2" x 5'-0" (not sized on plan) - elev -3-4" to 5'-11"? | 9.25 | 8.856 | cy | 2000 | 17712.037
0
| CIP Pier |  |  |  |  | 0 | I |  | I |  | I |  | I |  | I |  | I
42 | P1 - continuious 18" thick | 123 | 42 | cy | 1500 | 63000
| P2 - - 3'-4" x 3'-4" - |  |  |  | 1500 | 0
2.1412 | P3 - Grid A.22 & B.15, A.22 & B.24 - 2'-6" x 2'-6" - elev -3-4" to 5'-11" | 9.25 | 2.1412 | cy | 1500 | 3211.8056
0
151.7936 | PT Beams - at Grid Lines A.31 & A.33 - second floor framing only | 1, 2, 3, 4/S321 | 151.7936 | cy | 2500 | 379483.9838 | I |  | I |  | I |  | I |  | I |  | I
6654.1773 | [5 empty] | 0
| Set CIP embeds | [5 empty] | I |  | I |  | I
| Set precast column & wall anchor bolts |  |  |  |  | 0 | I |  | I |  | I |  |  |  | I
| Vapor barrier - 15 mil |  |  |  |  | 0 | I |  | I | 4600 | I |  | I |  | I |  | I
| Excavation of footings |  |  |  |  | 0 | I |  | I |  | I |  | I |  |  |  | I
| Topping Slabs - Hollow Core - 3-1/2" |  |  |  |  | 0 | I | 927567 | I | 1374800 | I | 1237066 | I | 1619053 | I | 1847378 | I
| Wash Pours |  |  |  |  | 0 | I | 430000 | I | 431000 | I | 157445 | I | 450000 | I |  | I
| Adjustment | [6 empty] | 400000 |  |  |  | 200000
[6 empty] | 0 | [19 empty] | Footing - CF10.0 | 854 | SF
| Backfill at footings |  | 889.3827 |  |  | 0 | I |  | i | 20000 |  | 17920 | I |  |  |  | I
| Backfill to bring grade over footings up to bottom of SOG - use footing spoils |  | 396.0494 | cy | 25 | 9901.2346 | I |  | i |  | I |  | I |  |  |  | I | [8 empty] | Footing - CF16.0 | 1098 | SF
| Backfill at garage entry ramp - use footing spoils |  | 493.3333 | cy | 25 | 12333.3333 | I |  | i |  | I |  | I |  |  |  | I | [8 empty] | Footing - CF2.5 | 333 | SF
| Handle footing spoils - excess haul off - assume 20" to top of footings |  | 6530.5185 | cy | 18 | 117549.3333 |  | 117549.3333 |  | 117549.3333 |  | 117549.3333 |  | 117549.3333 |  | 117549.3333 |  | 117549 | [7 empty] | Footing - CF4.0 | 114 | SF
[6 empty] | 0 | [19 empty] | Footing - CF7.0 | 2239 | SF
| 8" CMU Walls |  |  |  |  | 0 |  |  |  | Pyramid |  | Pyramid |  |  |  | Pyramid | [9 empty] | Footing - F14.0 | 392 | SF
| walls - S112, S114 - B.15 to B.24 / A.18 - to 10'-0" |  | 1693 | sf | 16 | 27088 | I | 0 |  | 70000 |  | 70000 | I | 0 |  | 70000 | I | 65493 | [7 empty] | Footing - F20.0 | 440 | SF
| walls - Addendum #5 added wall in trash room level 1 |  |  |  |  | 0 |  | 4100 |  | 4100 |  | 4100 |  | 4100 |  | 4100 |  | 4100 | [7 empty] | Footing - F43.0 | 946 | SF
0
| Dumpster Enclosure |  | 1 | ls | 25000 | 25000 |  | 25000 | I |  | I | 0 |  | 25000 |  |  | I | 25433
0
| Hardscape - sidewalks & stabilization |  |  |  |  | 0 | X |  | X |  | X |  | X |  |  |  | X | -370789
0
| House keeping pads |  | 1 | ls | 20000 | 20000 |  | 20000 |  | 20000 |  | 20000 |  | 20000 |  | 20000 |  | 20000
0
| Addendum #5 |  |  |  |  | 0 | I |  | I |  |  |  | I
| Addendum #6 |  |  |  |  | 0 |  |  | I
| Addendum #7 - extend foundations |  |  |  |  | 0 |  | 5000 | I | 4700 |  | 5000 |  | 5000 |  | 5000 |  | 5000
0
0
[6 empty] | 0 | [20 empty] | 6416 | SF | 1.6667 | ft | 396.0494 | cy
[5 empty] | SUBTOTAL | 4957965.8017 |  | 6774851.3333 |  | 5700849.3333 |  | 5882569.3333 |  | 6755331.3333 |  | 6892046.3333 |  | 8202620.93 |  | 0 |  | 0 |  | 0
[5 empty] | BOND RATE |  | 0.5% |  | 0% |  | 0% |  | 0% |  | 0% |  | 0% |  | 0% |  | 0% |  | 0%
[5 empty] | BOND AMOUNT |  |  | 33874.2567 |  | 0 |  | 0 |  | 0 |  | 0 |  | 0 |  | 0 |  | 0 |  | 0
[5 empty] | ADJUSTED TOTAL |  |  | 6808725.59 |  | 5700849.3333 |  | 5882569.3333 |  | 6755331.3333 |  | 6892046.3333 |  | 8202620.93 |  | 0 |  | 0 |  | 0
[5 empty] | Cost per SF |  |  | 11.7663 |  | 9.8518 |  | 10.1658 |  | 11.674 |  | 11.9103 |  | 14.1751 |  | 0 |  | 0 |  | 0
[5 empty] | Cost per Unit |  |  | 63632.9494 |  | 53278.9657 |  | 54977.2835 |  | 63133.9377 |  | 64411.648 |  | 76660.0087 |  | 0 |  | 0 |  | 0
QUALIFICATIONS
EXCLUSIONS/OWNER PROVIDED ITEMS:
ALTERNATES:
PROPOSED VE (Provide Clear Description):
FULLY LOADED LABOR RATES
Laborer
Mechanic
Superintendent
Project Manager
SCHEDULE
Prepared shop drawings/submittals
Mobilization
Total duration to complete scope of work
Winner | [5 empty] | proposal |  |  |  | 5459900 |  | 5517000 | [5 empty] | 8426760.93
Company | Don Kings Concrete |  |  |  |  | plugs |  |  |  | 137549.3333 | [7 empty] | 117549
Contact | Dan Belanger |  |  |  |  | sub add |  |  |  | 29300
Phone | (407) 977-9001 |  |  |  |  | not included
Email | DBelanger@dkcfl.com |  |  |  |  | other sub |  |  |  | 74100 | [7 empty] | -370789
Base Bid | 5700849.3333 | [6 empty] | 0 |  | 5700849.3333 |  | 5517000 |  | 0 |  | 0 |  | 8173520.93 |  | 0 |  | 0 |  | 0
[6 empty] | total above |  | 6808725.59 |  | 5700849.3333 |  | 5882569.3333 |  | 6755331.3333 |  | 6892046.3333 |  | 8202620.93 |  | 0 |  | 0 |  | 0
[6 empty] | delta |  | -6808725.59 |  | 0 |  | -365569.3333 |  | -6755331.3333 |  | -6892046.3333 |  | -29100 |  | 0 |  | 0 |  | 0
4025066.2222
1675783.1111
-1805800
2151128
-3956928

## 03 41 Precast Hollow Core
Hedrick Plug
[5 empty] | X | Excluded
[5 empty] | I | Included
| BACK TO SUMMARY SHEET |  |  |  |  | Sub Add/Deduct | Bidder1 |  | Bidder 2 |  | Bidder 3 |  | Bidder 4 |  | Bidder 5 |  | Bidder 6
Project: | ERAU Residential Hall & Garage Building |  |  |  |  | Company | Metromont
Trade: | Precast Hollow Core |  |  |  |  | Contact | Eric Scherden
CSI Code: | 03 41 00 |  |  |  |  | Phone | 813-417-8796
Date: | [5 empty] | Email | escherden@metromont.com
[6 empty] | Adjusted Bid | 21767756 |  | 0 |  | 0 |  | 0 |  | 0 |  | 0
|  | Plan/ Spec. Package | QTY | U/M | Unit Cost | Subtotal | Yes/No | Price | Yes/No | Price | Yes/No | Price | Yes/No | Price | Yes/No | Price | Yes/No | Price
GENERAL INCLUSIONS
| INCLUDES ALL SALES TAX | [5 empty] | i
| ALL HOISTING & RIGGING REQUIRED TO COMPLETE THIS SCOPE | [5 empty] | i
| PROVIDE P&P BONDS | [5 empty] | x | {0.525%}
| FLORIDA STATE CONTRACTORS LIC. | [5 empty] | i
| GENERAL LIABILITY AND WORKERS COMP. INSURANCE LIMITS | [5 empty] | i
| STATE AND LOCAL TAXES | [5 empty] | i
| COMPASS | [5 empty] | x | {4.0}
SPECIFIC TRADE SCOPE OF WORK REQUIREMENTS
| BASE BID | [6 empty] | 20274020
Residence Hall Dorms
| All precast columns CLA 24x24 | E0.05, E1.01 | 16 |  |  |  | i
| Field topped double Tee FTA | E0.05 |  |  |  |  | i
| L Girders LGA 18x48 | E0.05 |  |  |  |  | i
| Factory topped Metrodeck 9" MDK for the roof | E0.06, E2.06 |  |  |  |  | i
| Factory topped Metrodeck 10" MDK Skimcoat for all floors | E0.06, E2.01 |  |  |  |  | i
| Horizontzl insulated wall panels WPB 11" and 12" with return | E0.07 |  |  |  |  | i
| Horizontzl soild wall panels WPB 8" | [5 empty] | i
| Vertical insulated wall panels WPB 11" with return | E0.07 |  |  |  |  | i
| Vertical insulated wall panels Non-Thermal WPB 11" | E0.07 |  |  |  |  | i
| Vertical solid wall panels Non-Insulated WPB 8" | E0.07 |  |  |  |  | i
Parking Garage
| All precast columns CLA 96x16 | E1.01 | 4 |  |  |  | i
| All precast columns CLA 24x33 | E1.01 | 4 |  |  |  | i
| Facyory topped double Tee FTA DT | E0.05, E2.02 | 242000 | SF |  |  | i
| Flat slabs FS 8" | E0.05 |  |  |  |  | i
| Litewall vertical MWV 8" | E0.05 |  |  |  |  | i
| R beams RBA 8x30 | E0.05 |  |  |  |  | i
| Vertical shear walls SWA 12" | E0.05 S113 |  |  |  |  | i
| Spandrel SPA 8x43 | E0.05 |  |  |  |  | i
| T girders TGA 30x36 | E0.05 |  |  |  |  | i
| Horizontzl insulated wall panels WPA 8", 12" | E0.07 |  |  |  |  | i
| Horizontzl soild wall panels WPA 8" | [5 empty] | i
| Vertical solid wall panels Non-Insulated WPA 8" | E0.07 |  |  |  |  | i
| Fascia FCA 8x48 | [5 empty] | i
| Z Stairs, Landings, stringers, stair nose | [5 empty] | i
| Steel beam supporting Metrodeck at each levels 2,3,4,5,6,& Roof 4//EA (RFI1-13) | E2.01A | 24 |  |  |  | i
| Diaphragm Steel (RFI1-14) | S121, 124 | 24 |  |  |  | i
| Pre-cast Beam above the hanger doors (RFI1-39 Add#1) | 2,3&4 A558
Alternates
| Caulking at all precast-to-precast joints and pecast-to washpur joints Uerthan caulking at both sides with mineral wool filter at all fire rated joints at wall common with dormitory corridors, stair, and elevator shafts at Parking Garage | [5 empty] | i | 414666
| Urethane caulking at exterior (1 layer) and interior (1Layer) Precast-to-precast wall panel, vertical joints and wall panel horizontal joints at Dorm Building | [5 empty] | i
| Barrier cabels at parking garage | [5 empty] | i | 104830
| Cast -in-place Wash pours strips and topping slabs for Parking Garage | [5 empty] | x
| Cast -in-place Wash pours strips and 3-1/2" topping reinforced slabs over metrodeck floor areas at Dorm Building | S121 |  |  |  |  | i
| Field topping slabe 2" fpr all stair landings, flatslabs, including trash rooms, elevator lobbies/Vistibules, electrical rooms, and mechanical rooms at elevated floors | RFI1-17 add#1 |  |  |  |  | i
Monumental wall graphics (Allowance) (see alternate
| Pre cast site dumpster enclosures walls | [5 empty] | i | 26500
| Corrosion inhabitor and stainless steel connectors at the top level of garage | [5 empty] | i | 43500
| Window opening chammfers and building corner extensions | [5 empty] | i | 89590
| Signed and sealed bracing plan | [5 empty] | i | 18900
| Fagman | [5 empty] | i | 100750
| Crane Mats 6 months | [5 empty] | i | 183000
| Building expansion allowance #11 | [5 empty] | i | 500000
| General scope | [5 empty] | i
| BIM Model | [5 empty] | i
| All cranes and equipment for installation | [5 empty] | i
| Wood nailer for personnel door framing | [5 empty] | i
| Window framing wood nailer | [5 empty] | i
| Stair nosings | [5 empty] | i
| Provide all steel embeds for the Pre-Cast walls, Columns, and beams (installation by Cast-In Place Sub) | S301 |  |  |  |  | i
| Non-Shrink grout as required for all columns walls | S302
| Fill all grout pocket after all connections | S310
| Fill all keyway with CIP concrete for all slab-to slab or slab to wall connectins | S310
| Addendum #7 - extending wings | [6 empty] | 12000
[5 empty] | SUBTOTAL |  |  | 21767756 |  | 0 |  | 0 |  | 0 |  | 0 |  | 0
[5 empty] | BOND RATE |  | 0% |  | 0% |  | 0% |  | 0% |  | 0% |  | 0%
[5 empty] | BOND AMOUNT |  |  | 0 |  | 0 |  | 0 |  | 0 |  | 0 |  | 0
[5 empty] | ADJUSTED TOTAL |  |  | 21767756 |  | 0 |  | 0 |  | 0 |  | 0 |  | 0
[5 empty] | Cost per SF |  |  | 37.6173 |  | 0 |  | 0 |  | 0 |  | 0 |  | 0
[5 empty] | Cost per Unit |  |  | 203436.972 |  | 0 |  | 0 |  | 0 |  | 0 |  | 0
QUALIFICATIONS
EXCLUSIONS/OWNER PROVIDED ITEMS:
ALTERNATES:
PROPOSED VE (Provide Clear Description):
FULLY LOADED LABOR RATES
Laborer
Mechanic
Superintendent
Project Manager
SCHEDULE
Prepared shop drawings/submittals
Mobilization
Total duration to complete scope of work
Winner
Company | Metromont
Contact | Eric Scherden
Phone | 813-417-8796
Email | escherden@metromont.com
Base Bid | 21767756

## 03 45 Architectural Precast (hidden)
Hedrick Plug
[5 empty] | X | Excluded
[5 empty] | I | Included
| BACK TO SUMMARY SHEET |  |  |  |  | Sub Add/Deduct | Bidder1 |  | Bidder 2 |  | Bidder 3 |  | Bidder 4 |  | Bidder 5 |  | Bidder 6
Project: | ERAU Residential Hall & Garage Building |  |  |  |  | Company
Trade: | Architectural Precast |  |  |  |  | Contact
CSI Code: | 03 45 00 |  |  |  |  | Phone
Date: | [5 empty] | Email
[6 empty] | Adjusted Bid | 0 |  | 0 |  | 0 |  | 0 |  | 0 |  | 0
|  | Plan/ Spec. Package | QTY | U/M | Unit Cost | Subtotal | Yes/No | Price | Yes/No | Price | Yes/No | Price | Yes/No | Price | Yes/No | Price | Yes/No | Price
GENERAL INCLUSIONS
INCLUDES ALL SALES TAX
ALL HOISTING & RIGGING REQUIRED TO COMPLETE THIS SCOPE
PROVIDE P&P BONDS
FLORIDA STATE CONTRACTORS LIC.
GENERAL LIABILITY AND WORKERS COMP. INSURANCE LIMITS
STATE AND LOCAL TAXES
SPECIFIC TRADE SCOPE OF WORK REQUIREMENTS
BASE BID
[5 empty] | SUBTOTAL |  |  | 0 |  | 0 |  | 0 |  | 0 |  | 0 |  | 0
[5 empty] | BOND RATE |  | 0% |  | 0% |  | 0% |  | 0% |  | 0% |  | 0%
[5 empty] | BOND AMOUNT |  |  | 0 |  | 0 |  | 0 |  | 0 |  | 0 |  | 0
[5 empty] | ADJUSTED TOTAL |  |  | 0 |  | 0 |  | 0 |  | 0 |  | 0 |  | 0
[5 empty] | Cost per SF |  |  | 0 |  | 0 |  | 0 |  | 0 |  | 0 |  | 0
[5 empty] | Cost per Unit |  |  | 0 |  | 0 |  | 0 |  | 0 |  | 0 |  | 0
QUALIFICATIONS
EXCLUSIONS/OWNER PROVIDED ITEMS:
ALTERNATES:
PROPOSED VE (Provide Clear Description):
FULLY LOADED LABOR RATES
Laborer
Mechanic
Superintendent
Project Manager
SCHEDULE
Prepared shop drawings/submittals
Mobilization
Total duration to complete scope of work
Winner
Company
Contact
Phone
Email
Base Bid

## 03 47 Tilt Wall Concrete (hidden)
Hedrick Plug
[5 empty] | X | Excluded
[5 empty] | I | Included
| BACK TO SUMMARY SHEET |  |  |  |  | Sub Add/Deduct | Bidder1 |  | Bidder 2 |  | Bidder 3 |  | Bidder 4 |  | Bidder 5 |  | Bidder 6
Project: | ERAU Residential Hall & Garage Building |  |  |  |  | Company
Trade: | Tilt Wall Concrete |  |  |  |  | Contact
CSI Code: | 03 47 00 |  |  |  |  | Phone
Date: | [5 empty] | Email
[6 empty] | Adjusted Bid | 0 |  | 0 |  | 0 |  | 0 |  | 0 |  | 0
|  | Plan/ Spec. Package | QTY | U/M | Unit Cost | Subtotal | Yes/No | Price | Yes/No | Price | Yes/No | Price | Yes/No | Price | Yes/No | Price | Yes/No | Price
GENERAL INCLUSIONS
INCLUDES ALL SALES TAX
ALL HOISTING & RIGGING REQUIRED TO COMPLETE THIS SCOPE
PROVIDE P&P BONDS
FLORIDA STATE CONTRACTORS LIC.
GENERAL LIABILITY AND WORKERS COMP. INSURANCE LIMITS
STATE AND LOCAL TAXES
SPECIFIC TRADE SCOPE OF WORK REQUIREMENTS
BASE BID
[5 empty] | SUBTOTAL |  |  | 0 |  | 0 |  | 0 |  | 0 |  | 0 |  | 0
[5 empty] | BOND RATE |  | 0% |  | 0% |  | 0% |  | 0% |  | 0% |  | 0%
[5 empty] | BOND AMOUNT |  |  | 0 |  | 0 |  | 0 |  | 0 |  | 0 |  | 0
[5 empty] | ADJUSTED TOTAL |  |  | 0 |  | 0 |  | 0 |  | 0 |  | 0 |  | 0
[5 empty] | Cost per SF |  |  | 0 |  | 0 |  | 0 |  | 0 |  | 0 |  | 0
[5 empty] | Cost per Unit |  |  | 0 |  | 0 |  | 0 |  | 0 |  | 0 |  | 0
QUALIFICATIONS
EXCLUSIONS/OWNER PROVIDED ITEMS:
ALTERNATES:
PROPOSED VE (Provide Clear Description):
FULLY LOADED LABOR RATES
Laborer
Mechanic
Superintendent
Project Manager
SCHEDULE
Prepared shop drawings/submittals
Mobilization
Total duration to complete scope of work
Winner
Company
Contact
Phone
Email
Base Bid

## 04 22 Concrete Unit Masonry
Hedrick Plug
[5 empty] | X | Excluded
[5 empty] | I | Included
| BACK TO SUMMARY SHEET |  |  |  |  | Sub Add/Deduct | Bidder1 |  | Bidder 2 |  | Bidder 3 |  | Bidder 4 |  | Bidder 5 |  | Bidder 6
Project: | ERAU Residential Hall & Garage Building |  |  |  |  | Company
Trade: | Concrete Unit Masonry |  |  |  |  | Contact
CSI Code: | 04 22 00 |  |  |  |  | Phone
Date: | [5 empty] | Email
[6 empty] | Adjusted Bid | 0 |  | 0 |  | 0 |  | 0 |  | 0 |  | 0
|  | Plan/ Spec. Package | QTY | U/M | Unit Cost | Subtotal | Yes/No | Price | Yes/No | Price | Yes/No | Price | Yes/No | Price | Yes/No | Price | Yes/No | Price
GENERAL INCLUSIONS
INCLUDES ALL SALES TAX
ALL HOISTING & RIGGING REQUIRED TO COMPLETE THIS SCOPE
PROVIDE P&P BONDS
FLORIDA STATE CONTRACTORS LIC.
GENERAL LIABILITY AND WORKERS COMP. INSURANCE LIMITS
STATE AND LOCAL TAXES
COMPASS
SPECIFIC TRADE SCOPE OF WORK REQUIREMENTS
BASE BID
8" CMU Walls
walls - S112, S114 - B.15 to B.24 / A.18
[5 empty] | SUBTOTAL |  |  | 0 |  | 0 |  | 0 |  | 0 |  | 0 |  | 0
[5 empty] | BOND RATE |  | 0% |  | 0% |  | 0% |  | 0% |  | 0% |  | 0%
[5 empty] | BOND AMOUNT |  |  | 0 |  | 0 |  | 0 |  | 0 |  | 0 |  | 0
[5 empty] | ADJUSTED TOTAL |  |  | 0 |  | 0 |  | 0 |  | 0 |  | 0 |  | 0
[5 empty] | Cost per SF |  |  | 0 |  | 0 |  | 0 |  | 0 |  | 0 |  | 0
[5 empty] | Cost per Unit |  |  | 0 |  | 0 |  | 0 |  | 0 |  | 0 |  | 0
QUALIFICATIONS
EXCLUSIONS/OWNER PROVIDED ITEMS:
ALTERNATES:
PROPOSED VE (Provide Clear Description):
FULLY LOADED LABOR RATES
Laborer
Mechanic
Superintendent
Project Manager
SCHEDULE
Prepared shop drawings/submittals
Mobilization
Total duration to complete scope of work
Winner
Company
Contact
Phone
Email
Base Bid

## 05 10 Steel
Hedrick Plug
[5 empty] | X | Excluded
[5 empty] | I | Included | [8 empty] | canopy VE option
| BACK TO SUMMARY SHEET |  |  |  |  | Sub Add/Deduct | Bidder 1 |  | Bidder 2 |  | Bidder 2 |  | Bidder 3 |  | Bidder 3 |  | Bidder 5
Project: | ERAU Residential Hall & Garage Building |  |  |  |  | Company | Pilar Welding |  | Suncor |  | Paradise Panel and Steel |  | Rapid Accurate Design |  | Coastal Metal
Trade: | Steel |  |  |  |  | Contact | Estimating |  | Scott Kuiper |  | Ralph Gainer |  | Zach Thompson |  | Laura Montes
CSI Code: | 05 10 00 |  |  |  |  | Phone | 561-524-9246 |  | 305-359-1400 |  | 305-597-5714 ext 206 |  | 561-635-5907 |  | 561-819-0308
Date: | [5 empty] | Email | estimating@pilarwelding.com |  | scott.k@suncor.net |  | rgainer@panelsandsteel.com |  | zt@radaf.com |  | lmontes@coastalmetal.biz
[6 empty] | Adjusted Bid | 349703.765 |  | 344087.55 |  | 416407 |  | 888072 |  | 39837 |  | 0
|  | Plan/ Spec. Package | QTY | U/M | Unit Cost | Subtotal | Yes/No | Price | Yes/No | Price | Yes/No | Price | Yes/No | Price | Yes/No | Price | Yes/No | Price
GENERAL INCLUSIONS
| INCLUDES ALL SALES TAX | [5 empty] | i |  | i |  | i |  | i |  | i
| ALL HOISTING & RIGGING REQUIRED TO COMPLETE THIS SCOPE | [5 empty] | i |  | i |  | ? |  | i |  | i
| PROVIDE P&P BONDS | [5 empty] | x | {3.0%} | x |  | x |  | x |  | x
| FLORIDA STATE CONTRACTORS LIC. | [5 empty] | i |  | i |  | i |  | i |  | i
| GENERAL LIABILITY AND WORKERS COMP. INSURANCE LIMITS | [5 empty] | i |  | i |  | i |  | i |  | i
| STATE AND LOCAL TAXES | [5 empty] | i |  | i |  | i |  | i |  | i
| COMPASS | [5 empty] | x |  | i |  | x |  | x |  | i | {4.0}
SPECIFIC TRADE SCOPE OF WORK REQUIREMENTS
| BASE BID | [12 empty] | 80100
| Acknowledgement of RFIs | [5 empty] | i |  | i |  | i |  | i |  | i
| Acknowledgement of addendums | [5 empty] | i |  | i |  | i |  | i |  | i
| Acknowledgement of specs manual | [5 empty] | i |  | i |  | i |  | i |  | i
| Steel Shade devices (6) - Excluded, see alternate | [5 empty] | x |  | x |  | x |  | x |  | i | {212610}
| Aluminum Powdercoating 10 year warranty as per Add #5 | [5 empty] | x |  | x |  | x |  | x |  | i | {alum powdercoated}
| Structural Steel as per details S500,S502,S503 | [5 empty] | x |  | x |  | x |  | x |  | i
| Steel Canopies devices (5) - AESS Cat 1 as per RFI #29 | [5 empty] | i | 275689.95 | i | 304250.55 | i | 376570 | i | 774930 | i
| RFI#200 Galvanized w/ white paint | [5 empty] | i |  | i |  | i |  | i |  | i | {alum powdercoated}
| Structural Steel as per details S500,S501,S502,S503 | [5 empty] | i |  | i |  | i |  | i |  | i
| Water scuppers | [5 empty] | i |  | i |  | i |  | i |  | i
| ACM paneling - in Metal Panel | [5 empty] | x |  | x |  | i |  | i | asked deduct | x
| Precast T flange support at CIP slab edge - foundation level CIP wall between grid lines A.21 & A.22, B.15 & B.24 | [5 empty] | i |  | P |  | P |  | P |  | P
| GALV L8x8x1/2 x 12" @ 4'-0" w/ (132 LF of wall) | 8/S301, S112,S114 | 27 | EA | 81 | 2187 | i | 2523.15 | P | 2187 | P | 2187 | P | 2187 | P | 2187
| (2) 3/4" SS SCR ANCHORS w/ 6" EMBED @ 8" |  | 54 | EA | 10 | 540 | i |  | P | 540 | P | 540 | P | 540 | P | 540
| Elevator Guide Rail bracing - confirm requirement with elev sub - Excluded | 5 & 6/S311 |  |  |  |  | x |  | x |  | x |  | x |  | x
| Plates & embed at PT Beams - 2nd Floor Framing only - Grid Lines A.31 & A.33 | [5 empty] | i | 12149.9 | P |  | P |  | P |  | P
| 3/4"x10"x72" PL | 4/S321 | 4 | EA | 468 | 1872 | i |  | P | 1872 | P | 1872 | P | 1872 | P | 1872
| 3/4"x12"x36" PL | 4/S321, S122, S124 | 4 | EA | 270 | 1080 | i |  | P | 1080 | P | 1080 | P | 1080 | P | 1080
| (10) 3/4" ⌀ x 8" LG HAS @ 8" EW ( at CIP columns) |  | 40 | EA | 20 | 800 | i |  | P | 800 | P | 800 | P | 800 | P | 800
| GALV 1/2"x12"x1'-0" PL @ 4' OC (170 LF of PT beam) | 1 & 2/S321 | 43 | EA | 60 | 2580 | i |  | P | 2580 | P | 2580 | P | 2580 | P | 2580
| (4)3/4" ⌀ x 8" LG HAS @ 8" EW |  | 172 | EA | 20 | 3440 | i |  | P | 3440 | P | 3440 | P | 3440 | P | 3440
| L6x4x3/8 LLV CONT (170 LF of PT beam) | 1& 2/S321 | 170 | LF | 36 | 6120 | i |  | P | 6120 | P | 6120 | P | 6120 | P | 6120
| L8x6x1/2x12" LLV @ 3' OC (170 LF of PT beam) | 3/S321 | 57 | EA | 69 | 3933 | i |  | P | 3933 | P | 3933 | P | 3933 | P | 3933
| (2) 3/4" ADHESIVE ANCHORS w/ 6" EMBED @ 8" THRU VERT SLOT |  | 114 | EA | 10 | 1140 | i |  | P | 1140 | P | 1140 | P | 1140 | P | 1140
| PL 1/2"x9"x0'-9" (170 LF of PT beam) | 3/S321 | 170 | LF | 45 | 7650 | i |  | P | 7650 | P | 7650 | P | 7650 | P | 7650
| (4) 3/4"x6"LG HEADED STUDS @ 6" EW |  | 340 | EA | 5 | 1700 | i |  | P | 1700 | P | 1700 | P | 1700 | P | 1700
| Top of CMU wall to Double Tees - walls - S112, S114 - B.15 to B.24 / A.18 | 3/S400 |  |  |  |  | i |  | P |  | P |  | P |  | P
| 3/8" PL x5" WIDE @ 4'-0" (180 LF of CMU wall) |  | 45 | EA | 72 | 3240 | i | 9580.95 | P | 3240 | P | 3240 | P | 3240 | P | 3240
| 3/8" ⌀SCREW ANCHORS W/ 2" EMBED |  | 45 | EA | 5 | 225 | i |  | P | 225 | P | 225 | P | 225 | P | 225
| PL1/4"x5"x18" @ 4'-0" |  | 45 | EA | 30 | 1350 | i |  | P | 1350 | P | 1350 | P | 1350 | P | 1350
| L6x4x5/16x3", BS @ 4'-0" |  | 45 | EA | 9 | 405 | i |  | P | 405 | P | 405 | P | 405 | P | 405
| 6"x4"x1/4"x4" WIDE BENT PL @4' |  | 45 | EA | 7.5 | 337.5 | i |  | P | 337.5 | P | 337.5 | P | 337.5 | P | 337.5
| L6x6x3/8x4" @ 4'-0" BS |  | 45 | EA | 22.5 | 1012.5 | i |  | P | 1012.5 | P | 1012.5 | P | 1012.5 | P | 1012.5
| 3/8" ⌀ SCREW ANCHORS |  | 45 | EA | 5 | 225 | i |  | P | 225 | P | 225 | P | 225 | P | 225
| General Conditions and Installation | [5 empty] | i | 43513.71 | i |  | i |  | i
[5 empty] | SUBTOTAL |  |  | 343457.66 |  | 344087.55 |  | 416407 |  | 888072 |  | 39837 |  | 0
[5 empty] | BOND RATE |  | 1.5% |  | 0% |  | 0% |  | 0% |  | 0% |  | 0%
[5 empty] | BOND AMOUNT |  |  | 6246.105 |  | 0 |  | 0 |  | 0 |  | 0 |  | 0
[5 empty] | ADJUSTED TOTAL |  |  | 349703.765 |  | 344087.55 |  | 416407 |  | 888072 |  | 39837 |  | 0
[5 empty] | Cost per SF |  |  | 0.60433 |  | 0.59463 |  | 0.7196 |  | 1.5347 |  | 0.068843 |  | 0
[5 empty] | Cost per Unit |  |  | 3268.2595 |  | 3215.7715 |  | 3891.6542 |  | 8299.7383 |  | 372.3084 |  | 0
QUALIFICATIONS
EXCLUSIONS/OWNER PROVIDED ITEMS:
ALTERNATES:
| Wing Shaped canopies | [5 empty] | i | 403683.72 | i | 930415 | i | 417300 | i | 1092168 | i | 212610
PROPOSED VE (Provide Clear Description):
FULLY LOADED LABOR RATES
Laborer
Mechanic
Superintendent
Project Manager
SCHEDULE
Prepared shop drawings/submittals
Mobilization
Total duration to complete scope of work
Winner
Company | Pilar Welding
Contact | Estimating
Phone | 561-524-9246
Email | estimating@pilarwelding.com
Base Bid | 349703.765
Note on F36: Claudia Mejias: weight/LF x LF x $3 ($3 usd per pound)
Note on F42: Claudia Mejias: weight/LF x LF x $3 ($3 usd per pound)
Note on F43: Claudia Mejias: weight/LF x LF x $3 ($3 usd per pound)
Note on F45: Claudia Mejias: weight/LF x LF x $3 ($3 usd per pound)
Note on F47: Claudia Mejias: weight/LF x LF x $3 ($3 usd per pound)
Note on F48: Claudia Mejias: weight/LF x LF x $3 ($3 usd per pound)
Note on F50: Claudia Mejias: weight/LF x LF x $3 ($3 usd per pound)
Note on F53: Claudia Mejias: weight/LF x LF x $3 ($3 usd per pound)
Note on F55: Claudia Mejias: weight/LF x LF x $3 ($3 usd per pound)
Note on F56: Claudia Mejias: weight/LF x LF x $3 ($3 usd per pound)
Note on F57: Claudia Mejias: weight/LF x LF x $3 ($3 usd per pound)
Note on F58: Claudia Mejias: weight/LF x LF x $3 ($3 usd per pound)

## 05 52 Misc. Metals
Hedrick Plug
[5 empty] | X | Excluded
[5 empty] | I | Included
| BACK TO SUMMARY SHEET |  |  |  |  | Sub Add/Deduct | Bidder 1 |  | Bidder 2 |  | Bidder 3 |  | Bidder 4 |  | Bidder 4 |  | Bidder 5 |  | Bidder 6 |  | Bidder 7
Project: | ERAU Residential Hall & Garage Building |  |  |  |  | Company | Pilar Welding |  | Coastal Metal |  | Paradise Panel and Steel |  | Chancey Metals |  | Unlimited Welding |  | Pilar Welding |  | Rapid Accurate Design |  | Atlantic Central Enterprises, Inc
Trade: | Misc. Metals |  |  |  |  | Contact | Estimating |  | Laura Montes |  | Ralph Gainer |  | Estimating |  | Robert Rutherford |  | Yailen Montes |  | Zach Thompson |  | Steve Traulsen
CSI Code: | 05 52 00 |  |  |  |  | Phone | 561-524-9246 |  | (561) 819-0308 |  | 305-597-5714 ext 206 |  | 904-260-6880 |  | 407-509-6877 |  | 561-524-9246 |  | 561-635-5907 |  | 386-255-6227
Date: | [5 empty] | Email | estimating@pilarwelding.com |  | <lmontes@coastalmetal.biz> |  | rgainer@panelsandsteel.com |  | Estimating@chanceymetals.com |  | Robert.Rutherford@unlimitedwelding.com |  | <estimating@pilarwelding.com> |  | zt@radaf.com |  | ace-st@cfl.rr.com
[6 empty] | Adjusted Bid | 334591.49 |  | 458856 |  | 486855 |  | 474707 |  | 760591 |  | 0 |  | 303840 |  | 0
|  | Plan/ Spec. Package | QTY | U/M | Unit Cost | Subtotal |  |  | Yes/No | Price | Yes/No | Price | Yes/No | Price | Yes/No | Price | Yes/No | Price | Yes/No | Price | Yes/No | Price
GENERAL INCLUSIONS
| INCLUDES ALL SALES TAX | [5 empty] | i |  | i |  | i |  | i |  | i
| ALL HOISTING & RIGGING REQUIRED TO COMPLETE THIS SCOPE | [5 empty] | i |  | i |  | i |  | i |  | x
| PROVIDE P&P BONDS | [5 empty] | x |  | x |  | x |  | x |  | x
| FLORIDA STATE CONTRACTORS LIC. | [5 empty] | i |  | i |  | i |  | i |  | i
| GENERAL LIABILITY AND WORKERS COMP. INSURANCE LIMITS | [5 empty] | i |  | i |  | i |  | i |  | i
| STATE AND LOCAL TAXES | [5 empty] | i |  | i |  | i |  | i |  | i
| COMPASS | [5 empty] | x |  | i |  | x |  | x |  | x
SPECIFIC TRADE SCOPE OF WORK REQUIREMENTS
| BASE BID | [6 empty] | 245237.78 | [7 empty] | 491751
| Acknowledgement of RFIs | [5 empty] | i |  | i |  | i |  | i |  | i
| Acknowledgement of addendums | [5 empty] | i |  | i |  | i |  | i |  | i
| Acknowledgement of specs manual | [5 empty] | i |  | i |  | i |  | i |  | i
| Stair guardrailings (Stairs A,B,C,D) |  | 504 | LF | 90 | 45360 | i |  | i | 129210 | i | 115400 | i | 77602 | i
| Railing specs (1 1/2" dia guardrail, 1 1/2" dia posts, 3/4" dia. metal pickets) | [5 empty] | i |  | i |  | i |  | P | 25000 | i
| ESP painting - see in Painting | [5 empty] | i |  | x |  | x |  | x |  | x
| Stair wall mounted handrailings |  | 504 | LF | 90 | 45360 | i |  | i |  | i |  | i |  | i
| Railing specs (1 1/2" dia guardrail)) | [5 empty] | i |  | i |  | i |  | i |  | i
| ESP painting - see in Painting | [5 empty] | x |  | x |  | x |  | x |  | x
| Concealed brackets | [5 empty] | P | 30000 | i |  | P | 30000 | P | 30000 | x
| Cane detection rail |  | 10 | LF | 65 | 650 | i |  | i |  | i |  | P | 650 | x
| Wired fence w/door at 7th floor Stair A&C |  | 300 | SF | 80 | 24000 | i |  | i | 17022 | P | 17022 | P | 17022 | i
| Facade Metal Screen 10ea @ 170 SF = 1700 SF | RFI#25 | 1700 | SF | 150 | 255000 | i |  | i | 179418 | i | 253000 | P | 253000 | P | 253000 |  |  | i | 303840
| 6"x6" galv steel frame | [5 empty] | i |  | i |  | i |  | P |  | P
| 4"x4"x3/32" mesh | [5 empty] | i |  | i |  | i |  | P |  | P
| Aircraft graphics 16ga steel plate laser cut | [5 empty] | i |  | i |  | i |  | P |  | P
| 20"x20" footings for screens - in Concrete | [5 empty] | x |  | x |  | x |  | x |  | x
| Finish | [5 empty] | i |  | i | {AAMA2604} | i |  | i |  | i
| Single Elevator | [5 empty] | i |  | i | 42676 | P | 42676 | P | 42676 | i
| Hoist Beam, Sum pit cover, Pit ladder |  | 2 | EA | 15000 | 30000 | i |  | i |  | P |  | P |  | i
| Double Elevator | [5 empty] | i |  | i |  | P |  | P |  | i
| Hoist Beam, Sum pit cover, Pit ladder |  | 2 | EA | 15000 | 30000 | i |  | i |  | P |  | P |  | i
| Separator beams |  | 7 | EA | 1500 | 10500 | i |  | i |  | P |  | P |  | i
| Garage Sliding gates |  |  | EA |  |  | P | 15840 | i | 15840 | P | 15840 | P | 15840 | P | 15840
| Dumpster gates | 1/AS102 | 2 | EA | 7000 | 14000 | i |  | i | 16192 | P | 12917 | i | 12917 | i
| Galv Steel 20Ga w/ 8"x8" galv tube | [5 empty] | i |  | i |  | P |  | i |  | i
| Bollards (6" dia) | 1/AS102, A557 | 13 | EA | 250 | 3250 | i |  | i | 7500 | P |  | i |  | i
| General Conditions (equipment, mobilization, etc) | [5 empty] | i | 43513.71 | i | 50998 | i |  | i |  | i
| Hanger rod canopies - in Div 13 | A644 |  |  |  |  | x |  | x |  | x |  | x |  | x
[5 empty] | SUBTOTAL | 458120 |  | 334591.49 |  | 458856 |  | 486855 |  | 474707 |  | 760591 |  | 0 |  | 303840 |  | 0
[5 empty] | BOND RATE |  | 0% |  | 0% |  | 0% |  | 0% |  | 0% |  | 0% |  | 0% |  | 0%
[5 empty] | BOND AMOUNT |  |  | 0 |  | 0 |  | 0 |  | 0 |  | 0 |  | 0 |  | 0 |  | 0
[5 empty] | ADJUSTED TOTAL |  |  | 334591.49 |  | 458856 |  | 486855 |  | 474707 |  | 760591 |  | 0 |  | 303840 |  | 0
[5 empty] | Cost per SF |  |  | 0.57821 |  | 0.79296 |  | 0.84134 |  | 0.82035 |  | 1.3144 |  | 0 |  | 0.52507 |  | 0
[5 empty] | Cost per Unit |  |  | 3127.0233 |  | 4288.3738 |  | 4550.0467 |  | 4436.514 |  | 7108.3271 |  | 0 |  | 2839.6262 |  | 0
QUALIFICATIONS
EXCLUSIONS/OWNER PROVIDED ITEMS:
HSS tubes and structural steel at elevator guide rails shown in S311 are excluded
ALTERNATES:
| Alternate No. 4 Exposed anchors in lieu of concealed anchors at wall mounted railings | [8 empty] | -36060
Alternate No. 5 Primed and Painted railings in lieu of Electrospray ESP coating
| Add for garage corner guards | [8 empty] | 20880
PROPOSED VE (Provide Clear Description):
FULLY LOADED LABOR RATES
Laborer
Mechanic
Superintendent
Project Manager
SCHEDULE
Prepared shop drawings/submittals
Mobilization
Total duration to complete scope of work
Winner
Company | Pilar Welding
Contact | Estimating
Phone | 561-524-9246
Email | estimating@pilarwelding.com
Base Bid | 334591.49

## 06 10 Rough Carpentry
Hedrick Plug
[5 empty] | X | Excluded
[5 empty] | I | Included
| BACK TO SUMMARY SHEET |  |  |  |  | Sub Add/Deduct | Bidder 1 |  | Bidder 2 |  | Bidder 3 |  | Bidder 4 |  | Bidder 5 |  | Bidder 6
Project: | ERAU Residential Hall & Garage Building |  |  |  |  | Company
Trade: | Rough Carpentry |  |  |  |  | Contact
CSI Code: | 06 10 00 |  |  |  |  | Phone
Date: | [5 empty] | Email
[6 empty] | Adjusted Bid | 493891 |  | 0 |  | 0 |  | 0 |  | 0 |  | 0
|  | Plan/ Spec. Package | QTY | U/M | Unit Cost | Subtotal | Yes/No | Price | Yes/No | Price | Yes/No | Price | Yes/No | Price | Yes/No | Price | Yes/No | Price
GENERAL INCLUSIONS
INCLUDES ALL SALES TAX
ALL HOISTING & RIGGING REQUIRED TO COMPLETE THIS SCOPE
PROVIDE P&P BONDS
FLORIDA STATE CONTRACTORS LIC.
GENERAL LIABILITY AND WORKERS COMP. INSURANCE LIMITS
STATE AND LOCAL TAXES
SPECIFIC TRADE SCOPE OF WORK REQUIREMENTS
BASE BID
roof blocking - pressure treated
| 10/A540 - 2x4 (3) & 2x8 (1) |  | 946 | lf | 21.5 | 20339 |  | 20339
| 1, 4, 7/A540 - 2x6 (2) |  | 2012 | lf | 16 | 32192 |  | 32192
| 1/A520 |  | 32 | ea | 75 | 2400 |  | 2400
| Project Carptenter |  | 186 | WKS | 2360 | 438960 |  | 438960
| Project Carpenter Forman |  | 0 | WKS | 2600 | 0 |  | 0
13.5
[5 empty] | SUBTOTAL |  |  | 493891 |  | 0 |  | 0 |  | 0 |  | 0 |  | 0
[5 empty] | BOND RATE |  | 0% |  | 0% |  | 0% |  | 0% |  | 0% |  | 0%
[5 empty] | BOND AMOUNT |  |  | 0 |  | 0 |  | 0 |  | 0 |  | 0 |  | 0
[5 empty] | ADJUSTED TOTAL |  |  | 493891 |  | 0 |  | 0 |  | 0 |  | 0 |  | 0
[5 empty] | Cost per SF |  |  | 0.8535 |  | 0 |  | 0 |  | 0 |  | 0 |  | 0
[5 empty] | Cost per Unit |  |  | 4615.8037 |  | 0 |  | 0 |  | 0 |  | 0 |  | 0
QUALIFICATIONS
EXCLUSIONS/OWNER PROVIDED ITEMS:
ALTERNATES:
PROPOSED VE (Provide Clear Description):
FULLY LOADED LABOR RATES
Laborer
Mechanic
Superintendent
Project Manager
SCHEDULE
Prepared shop drawings/submittals
Mobilization
Total duration to complete scope of work
Winner
Company
Contact
Phone
Email
Base Bid | 493891

## 06 17 Wood Trusses (hidden)
Hedrick Plug
[5 empty] | X | Excluded
[5 empty] | I | Included
| BACK TO SUMMARY SHEET |  |  |  |  | Sub Add/Deduct | Bidder 1 |  | Bidder 2 |  | Bidder 3 |  | Bidder 4 |  | Bidder 5 |  | Bidder 6
Project: | ERAU Residential Hall & Garage Building |  |  |  |  | Company
Trade: | Wood Trusses |  |  |  |  | Contact
CSI Code: | 06 17 00 |  |  |  |  | Phone
Date: | [5 empty] | Email
[6 empty] | Adjusted Bid | 0 |  | 0 |  | 0 |  | 0 |  | 0 |  | 0
|  | Plan/ Spec. Package | QTY | U/M | Unit Cost | Subtotal | Yes/No | Price | Yes/No | Price | Yes/No | Price | Yes/No | Price | Yes/No | Price | Yes/No | Price
GENERAL INCLUSIONS
INCLUDES ALL SALES TAX
ALL HOISTING & RIGGING REQUIRED TO COMPLETE THIS SCOPE
PROVIDE P&P BONDS
FLORIDA STATE CONTRACTORS LIC.
GENERAL LIABILITY AND WORKERS COMP. INSURANCE LIMITS
STATE AND LOCAL TAXES
SPECIFIC TRADE SCOPE OF WORK REQUIREMENTS
BASE BID
[5 empty] | SUBTOTAL |  |  | 0 |  | 0 |  | 0 |  | 0 |  | 0 |  | 0
[5 empty] | BOND RATE |  | 0% |  | 0% |  | 0% |  | 0% |  | 0% |  | 0%
[5 empty] | BOND AMOUNT |  |  | 0 |  | 0 |  | 0 |  | 0 |  | 0 |  | 0
[5 empty] | ADJUSTED TOTAL |  |  | 0 |  | 0 |  | 0 |  | 0 |  | 0 |  | 0
[5 empty] | Cost per SF |  |  | 0 |  | 0 |  | 0 |  | 0 |  | 0 |  | 0
[5 empty] | Cost per Unit |  |  | 0 |  | 0 |  | 0 |  | 0 |  | 0 |  | 0
QUALIFICATIONS
EXCLUSIONS/OWNER PROVIDED ITEMS:
ALTERNATES:
PROPOSED VE (Provide Clear Description):
FULLY LOADED LABOR RATES
Laborer
Mechanic
Superintendent
Project Manager
SCHEDULE
Prepared shop drawings/submittals
Mobilization
Total duration to complete scope of work
Winner
Company
Contact
Phone
Email
Base Bid

## 06 21 Millwork
Hedrick Plug
[5 empty] | X | Excluded
[5 empty] | I | Included
| BACK TO SUMMARY SHEET |  |  |  |  | Sub Add/Deduct | Bidder 1 |  | Bidder 2 |  | Bidder 3 |  | Bidder 4 |  | Bidder 5 |  | Bidder 6
Project: | ERAU Residential Hall & Garage Building |  |  |  |  | Company | Astera, Inc. |  | National Kitchen & Bath, LLC. |  | Catapult Construction | [5 empty] | Central Florida Millwork
Trade: | Millwork |  |  |  |  | Contact | Hanna Raharjo |  | Michael K Schwartz |  | Mary Gwen
CSI Code: | 06 20 00 |  |  |  |  | Phone | 877-374-6782 |  | 954-294-1821 |  | 312-722-1211
Date: | [5 empty] | Email | hanna@asterakb.com |  | Michael@nationalkb.com> |  | marygwen@mgcontractresources.com
[6 empty] | Adjusted Bid | 305860 |  | 311418.3 |  | 331487.4714 |  |  |  | 0 |  | 0
|  | Plan/ Spec. Package | QTY | U/M | Unit Cost | Subtotal | Yes/No | Price | Yes/No | Price | Yes/No | Price |  |  | Yes/No | Price | Yes/No | Price
GENERAL INCLUSIONS
| INCLUDES ALL SALES TAX | [5 empty] | i |  | i |  | i
| ALL HOISTING & RIGGING REQUIRED TO COMPLETE THIS SCOPE | [5 empty] | i |  | i |  | i
| PROVIDE P&P BONDS | [5 empty] | x |  | x |  | x | {2.0%}
| FLORIDA STATE CONTRACTORS LIC. | [5 empty] | i |  | i |  | i
| GENERAL LIABILITY AND WORKERS COMP. INSURANCE LIMITS | [5 empty] | i |  | i |  | i
| STATE AND LOCAL TAXES | [5 empty] | i |  | i |  | i
| COMPASS | [5 empty] | x | {4.0} | x |  | x
SPECIFIC TRADE SCOPE OF WORK REQUIREMENTS
BASE BID
| Common Areas | [5 empty] | P |  | P |  | i
| Main Lobby 100 | 1-4/A471 |  |  |  |  | P |  | P |  | i
| Wood slats | A473 |  |  |  |  | P |  | P |  | i
| Ezo Wood 3D countour HD Oak | 3/A473 |  |  |  |  | P | 32160 | P | 32160 | i | 32160
| 4" Black steel base | 4/A473 |  |  |  |  | P |  | P |  | i
| foam stone-texture cladding | A471 |  |  |  |  | P |  | P |  | i
| Reception desk | A712, RFI#134, RFI#157 |  |  |  |  | P | 24640 | P | 24640 | i | 24640
| SS1 - Solid surface countertop | [5 empty] | P |  | P |  | i
| Metal brackets | [5 empty] | P |  | P |  | i
| PL-4 cabinets | [5 empty] | P |  | P |  | i
| Knee wall - in Drywall | [5 empty] | P |  | P |  | i
| Lobby 102&119 | 2/A472 |  |  |  |  | P |  | P |  | i
| QEM Sheet Moss dark green | [5 empty] | P |  | P |  | i
| Ezo Wood 3D countour HD Oak | [5 empty] | P | 122860 | P | 122860 | i | 122860
| Concrete textured wallpaper WP01&WP02 | [5 empty] | P |  | P |  | i
| 132 Kitchen, 1505 Kitchenette, 164 Kitchen | A430,A431,A432 |  |  |  |  | i | 19700 | i | 31758.3 | i | 50178.28
| Wall cabinets w/ adjustable shelves & closure trim | A710 |  |  |  |  | i |  | i |  | i
| Base cabinets | A710 |  |  |  |  | i |  | i |  | i
| Countertop | A710 |  |  |  |  | i |  | i |  | i
| Removable access panel (ADA) - PCB or Plywood with plam finish | A710 |  |  |  |  | i |  | i |  | i
| All public restrooms (135&136,158&159, 140&141, 149&150) | 1/A430 |  |  |  |  | i | 6500 | i |  | i
| Vanity countertop & Panel - solid surface | 12/A710 |  |  |  |  | i |  | i |  | i
| Removable access panel (ADA) - PCB or Plywood with plam finish | 12/A710 |  |  |  |  | i |  | i |  | i
| Material specs: | [5 empty] | i |  | i |  | i
| 3/4" plywood w/ p.lam finish shelves and box | [5 empty] | i |  | i |  | i
| 3/4" moisture and water resistant particleboard construction is acceptable as per RFI#6 | [5 empty] | i |  | i |  | i
| Accessible pulls | [5 empty] | i |  | i |  | i
| All exposed surfaces to be p.lam. | [5 empty] | i |  | i |  | i
| Solid surface countertops as per Addendum#3 RFIs | [5 empty] | i |  | i |  | i
| Installation |  | 1 | LS | 100000 | 100000 | P | 100000 | P | 100000 | P | 100000
[5 empty] | SUBTOTAL |  |  | 305860 |  | 311418.3 |  | 329838.28 |  | 0 |  | 0 |  | 0
[5 empty] | BOND RATE |  | 0% |  | 0% |  | 0.5% |  | 0% |  | 0% |  | 0%
[5 empty] | BOND AMOUNT |  |  | 0 |  | 0 |  | 1649.1914 |  | 0 |  | 0 |  | 0
[5 empty] | ADJUSTED TOTAL |  |  | 305860 |  | 311418.3 |  | 331487.4714 |  | 0 |  | 0 |  | 0
[5 empty] | Cost per SF |  |  | 0.52856 |  | 0.53817 |  | 0.57285 |  | 0 |  | 0 |  | 0
[5 empty] | Cost per Unit |  |  | 2858.5047 |  | 2910.4514 |  | 3098.0138 |  | 0 |  | 0 |  | 0
QUALIFICATIONS
EXCLUSIONS/OWNER PROVIDED ITEMS:
ALTERNATES:
PROPOSED VE (Provide Clear Description):
FULLY LOADED LABOR RATES
Laborer
Mechanic
Superintendent
Project Manager
SCHEDULE
Prepared shop drawings/submittals
Mobilization
Total duration to complete scope of work
Winner
Company | Catapult Construction
Contact | Mary Gwen
Phone | 312-722-1211
Email | marygwen@mgcontractresources.com
Base Bid | 331487.4714

## 06 40 Arch Woodwork (hidden)
Hedrick Plug
[5 empty] | X | Excluded
[5 empty] | I | Included
| BACK TO SUMMARY SHEET |  |  |  |  | Sub Add/Deduct | Bidder 1 |  | Bidder 2 |  | Bidder 3 |  | Bidder4 |  | Bidder5 |  | Bidder6
Project: | ERAU Residential Hall & Garage Building |  |  |  |  | Company
Trade: | Architectural Woodwork |  |  |  |  | Contact
CSI Code: | 06 40 00 |  |  |  |  | Phone
Date: | [5 empty] | Email
[6 empty] | Adjusted Bid | 0 |  | 0 |  | 0 |  | 0 |  | 0 |  | 0
|  | Plan/ Spec. Package | QTY | U/M | Unit Cost | Subtotal | Yes/No | Price | Yes/No | Price | Yes/No | Price | Yes/No | Price | Yes/No | Price | Yes/No | Price
GENERAL INCLUSIONS
INCLUDES ALL SALES TAX
ALL HOISTING & RIGGING REQUIRED TO COMPLETE THIS SCOPE
PROVIDE P&P BONDS
FLORIDA STATE CONTRACTORS LIC.
GENERAL LIABILITY AND WORKERS COMP. INSURANCE LIMITS
STATE AND LOCAL TAXES
SPECIFIC TRADE SCOPE OF WORK REQUIREMENTS
BASE BID
[5 empty] | SUBTOTAL |  |  | 0 |  | 0 |  | 0 |  | 0 |  | 0 |  | 0
[5 empty] | BOND RATE |  | 0% |  | 0% |  | 0% |  | 0% |  | 0% |  | 0%
[5 empty] | BOND AMOUNT |  |  | 0 |  | 0 |  | 0 |  | 0 |  | 0 |  | 0
[5 empty] | ADJUSTED TOTAL |  |  | 0 |  | 0 |  | 0 |  | 0 |  | 0 |  | 0
[5 empty] | Cost per SF |  |  | 0 |  | 0 |  | 0 |  | 0 |  | 0 |  | 0
[5 empty] | Cost per Unit |  |  | 0 |  | 0 |  | 0 |  | 0 |  | 0 |  | 0
QUALIFICATIONS
EXCLUSIONS/OWNER PROVIDED ITEMS:
ALTERNATES:
PROPOSED VE (Provide Clear Description):
FULLY LOADED LABOR RATES
Laborer
Mechanic
Superintendent
Project Manager
SCHEDULE
Prepared shop drawings/submittals
Mobilization
Total duration to complete scope of work
Winner
Company
Contact
Phone
Email
Base Bid

## 07 10 Waterproofing
Hedrick Plug
[5 empty] | X | Excluded
[5 empty] | I | Included
| BACK TO SUMMARY SHEET |  |  |  |  | Sub Add/Deduct | Bidder 3 |  | Bidder 4 |  | Bidder 1 |  | Bidder 2 |  | Bidder5 |  | Bidder6
Project: | ERAU Residential Hall & Garage Building |  |  |  |  | Company |  |  | GCC |  | Daniel Insulation |  | Tri Tech
Trade: | Waterproofing |  |  |  |  | Contact
CSI Code: | 07 10 00 |  |  |  |  | Phone
Date: | [5 empty] | Email
[6 empty] | Adjusted Bid | 710786.3634 |  | 673130.1128 |  | 1047798.73 |  | 1298128.73 |  | 0 |  | 0
|  | Plan/ Spec. Package | QTY | U/M | Unit Cost | Subtotal | Yes/No | Price | Yes/No | Price | Yes/No | Price | Yes/No | Price | Yes/No | Price | Yes/No | Price
GENERAL INCLUSIONS
INCLUDES ALL SALES TAX
ALL HOISTING & RIGGING REQUIRED TO COMPLETE THIS SCOPE
PROVIDE P&P BONDS
FLORIDA STATE CONTRACTORS LIC.
GENERAL LIABILITY AND WORKERS COMP. INSURANCE LIMITS
STATE AND LOCAL TAXES
COMPASS
SPECIFIC TRADE SCOPE OF WORK REQUIREMENTS
BASE BID
FLUID-APPLIED MEMBRANE AIR BARRIERS
| GCP Applied Technologies; Perma-A-Barrier VPL | [8 empty] | 195921.3828 |  | 153557 |  | 652200
| Formed metal wall panels |  | 20514 | sf | 4.85 | 99492.9 |  | 99492.9 | I |  | I |  | I
| Composite metal panels |  | 8382 | sf | 4.85 | 40652.7 |  | 40652.7 | I |  | I |  | I
Exterior openings - continue fluid applied membrane
| Windows |  | 5813.724 | sf | 4.85 | 28196.5614 |  | 28196.5614 | I |  | I |  | I
| Curtainwall |  | 559.9056 | sf | 4.85 | 2715.5422 |  | 2715.5422 | I |  | I |  | I
| Storefront |  | 5126.5318 | sf | 4.85 | 24863.6792 |  | 24863.6792 | I |  | I |  | I
Caulking
Secondary at
| Windows |  | 8677.2 | lf | 6.5 | 56401.8 |  | 56401.8 |  | 56401.8 |  | 56401.8 |  | 56401.8
| Curtainwall |  | 835.68 | lf | 6.5 | 5431.92 |  | 5431.92 |  | 5431.92 |  | 5431.92 |  | 5431.92
| Storefront |  | 7651.54 | lf | 6.5 | 49735.01 |  | 49735.01 |  | 49735.01 |  | 49735.01 |  | 49735.01
| Expansion material & caulk - 3&4/A540 |  | 130 | lf | 15 | 1950 |  | 1950 |  | 1950 |  | 1950 |  | 1950
| Building to sidewalk |  |  | lf | 8 | 0 |  | 0 |  | 0 |  | 0 |  | 0
| Elevator pits waterproofing |  | 790 | sf | 10 | 7900 |  | 7900 |  | 7900 |  | 41829 |  | 24350
Volclay
Carlise Miraclay
| Traffic Coating - garage upper level only? - can see where called for anywhere |  | 52770 | sf | 5 | 263850 |  | 263850 |  | 229730 |  | 612834 |  | 382000
1. Carlisle Coatings & Waterproofing, Inc.; CCW-5013.
2. Pacific Polymers International, Inc.; Elasto-Deck 5000.
3. Tamms Industries, Inc.; Tammsdeck System.
| Shower enclosure |  | 382 | ea
| waterproofing |  | 382 | ea | 200 | 76400 |  | 76400 |  | 76400 |  | 76400 |  | 76400
| mud set |  | 382 | ea | 130 | 49660 |  | 49660 |  | 49660 |  | 49660 |  | 49660
[5 empty] | SUBTOTAL | 707250.1128 |  | 707250.1128 |  | 673130.1128 |  | 1047798.73 |  | 1298128.73 |  | 0 |  | 0
[5 empty] | BOND RATE |  | 0.5% |  | 0% |  | 0% |  | 0% |  | 0% |  | 0%
[5 empty] | BOND AMOUNT |  |  | 3536.2506 |  | 0 |  | 0 |  | 0 |  | 0 |  | 0
[5 empty] | ADJUSTED TOTAL |  |  | 710786.3634 |  | 673130.1128 |  | 1047798.73 |  | 1298128.73 |  | 0 |  | 0
[5 empty] | Cost per SF |  |  | 1.2283 |  | 1.1633 |  | 1.8107 |  | 2.2433 |  | 0 |  | 0
[5 empty] | Cost per Unit |  |  | 6642.8632 |  | 6290.9356 |  | 9792.5115 |  | 12132.0442 |  | 0 |  | 0
QUALIFICATIONS
We have included waterproofing at the interior side of elevator pits only
Traffic coating is include d at the top level of the garage only
EXCLUSIONS/OWNER PROVIDED ITEMS:
ALTERNATES:
PROPOSED VE (Provide Clear Description):
FULLY LOADED LABOR RATES
Laborer
Mechanic
Superintendent
Project Manager
SCHEDULE
Prepared shop drawings/submittals
Mobilization
Total duration to complete scope of work
Winner
Company
Contact
Phone
Email
Base Bid | 707250.1128

## 07 21 Insulation
Hedrick Plug
[5 empty] | X | Excluded
[5 empty] | I | Included
| BACK TO SUMMARY SHEET |  |  |  |  | Sub Add/Deduct | Bidder 1 |  | Bidder 2 |  | Bidder 3 |  | Bidder 4 |  | Bidder5 |  | Bidder6
Project: | ERAU Residential Hall & Garage Building |  |  |  |  | Company
Trade: | Water Proofing |  |  |  |  | Contact
CSI Code: | 07 17 00 |  |  |  |  | Phone
Date: | [5 empty] | Email
[6 empty] | Adjusted Bid | 0 |  | 0 |  | 0 |  | 0 |  | 0 |  | 0
|  | Plan/ Spec. Package | QTY | U/M | Unit Cost | Subtotal | Yes/No | Price | Yes/No | Price | Yes/No | Price | Yes/No | Price | Yes/No | Price | Yes/No | Price
GENERAL INCLUSIONS
INCLUDES ALL SALES TAX
ALL HOISTING & RIGGING REQUIRED TO COMPLETE THIS SCOPE
PROVIDE P&P BONDS
FLORIDA STATE CONTRACTORS LIC.
GENERAL LIABILITY AND WORKERS COMP. INSURANCE LIMITS
STATE AND LOCAL TAXES
SPECIFIC TRADE SCOPE OF WORK REQUIREMENTS
BASE BID
[5 empty] | SUBTOTAL |  |  | 0 |  | 0 |  | 0 |  | 0 |  | 0 |  | 0
[5 empty] | BOND RATE |  | 0% |  | 0% |  | 0% |  | 0% |  | 0% |  | 0%
[5 empty] | BOND AMOUNT |  |  | 0 |  | 0 |  | 0 |  | 0 |  | 0 |  | 0
[5 empty] | ADJUSTED TOTAL |  |  | 0 |  | 0 |  | 0 |  | 0 |  | 0 |  | 0
[5 empty] | Cost per SF |  |  | 0 |  | 0 |  | 0 |  | 0 |  | 0 |  | 0
[5 empty] | Cost per Unit |  |  | 0 |  | 0 |  | 0 |  | 0 |  | 0 |  | 0
QUALIFICATIONS
EXCLUSIONS/OWNER PROVIDED ITEMS:
ALTERNATES:
PROPOSED VE (Provide Clear Description):
FULLY LOADED LABOR RATES
Laborer
Mechanic
Superintendent
Project Manager
SCHEDULE
Prepared shop drawings/submittals
Mobilization
Total duration to complete scope of work
Winner
Company
Contact
Phone
Email
Base Bid

## 07 42 Metal Panel
Hedrick Plug
[5 empty] | X | Excluded
[5 empty] | I | Included
| BACK TO SUMMARY SHEET |  |  |  |  | Sub Add/Deduct | Bidder 1 |  | Bidder 2 |  | Bidder 3 |  | Bidder 4 |  | Bidder 2 |  | Bidder6
Project: | ERAU Residential Hall & Garage Building |  |  |  |  | Company | Cladding & Component |  | Cynergy |  | Quality Metals Inc |  | Kistler |  | Paradise Architectural |  | Rapid Accurate Design
Trade: | Metal Panel |  |  |  |  | Contact | Randy Sargent |  | Richard Filiault |  | Blake Bassett |  | Jennifer Young |  | Ralph Gainer |  | Zach Thompson
CSI Code: | 07 42 00 |  |  |  |  | Phone | (770) 887-2777 |  | (704) 999-3825 |  | (407) 321-3181 |  | (470) 831-4229 |  | (305) 597-5714 |  | 561-635-5907
Date: | [5 empty] | Email | jcumbess@ccsimagegroup.com |  | rfiliault@cynergysystemsinc.com |  | blake@qualitymetals.net |  | Jennifer@KistlerUS.com |  | rgainer@PanelsAndSteel.com |  | zt@radaf.com
[6 empty] | Adjusted Bid | 1293203.85 |  | 1219213.8 |  | 1359108 |  | 1430850 |  | 2063012.8 |  | 0
|  | Plan/ Spec. Package | QTY | U/M | Unit Cost | Subtotal | Yes/No | Price | Yes/No | Price | Yes/No | Price | Yes/No | Price | Yes/No | Price | Yes/No | Price
GENERAL INCLUSIONS
| INCLUDES ALL SALES TAX | [5 empty] | i
| ALL HOISTING & RIGGING REQUIRED TO COMPLETE THIS SCOPE | [5 empty] | i
| PROVIDE P&P BONDS | [5 empty] | x | {2.0%}
| FLORIDA STATE CONTRACTORS LIC. | [5 empty] | i
| GENERAL LIABILITY AND WORKERS COMP. INSURANCE LIMITS | [5 empty] | i
| STATE AND LOCAL TAXES | [5 empty] | i
| COMPASS | [5 empty] | x | {1.4}
SPECIFIC TRADE SCOPE OF WORK REQUIREMENTS
| BASE BID | [6 empty] | 1286770 |  |  |  | 1359108
| Prefinihsed Metal Panel System | A600, 601
| Section 074213.13 - Formed Metal Wall Panels |  | 20514 | sf |  |  | I |  |  | 555218 | I |  | I | 804600 | I | 1373730
Manufacturers: Subject to compliance with requirements, provide basis of design product but products by one of the following may be submitted for substitution:
AEP Span; a BlueScope Steel company.
Alcoa Inc.
Architectural Building Components.
Architectural Metal Systems; a Nucor company.
ATAS International, Inc.
Berridge Manufacturing Company.
| CENTRIA Architectural Systems. | [13 empty] | I
Fabral.
MBCI; a division of NCI Building Systems, L.P.
Metal-Fab Manufacturing, LLC
| Morin; a Kingspan Group company. | [5 empty] | I |  | I |  | I |  | I
| Petersen Alum Corp. (Basis of Design) PAC-CLAD HWP, Berridge | [9 empty] | I
| Finish - Three-Coat Fluropolymer | [9 empty] | I
| Section 074213.23 Metal Composite Material Wall Panels | [5 empty] | I | [5 empty] | I
Products: Subject to compliance with requirements.
| 3A Composites USA, Inc. Alucobond (FR) (Basis of Design) | [5 empty] | I |  |  |  | I |  | I |  | I
Alcoa Inc; Reynonbond (FR)
Mitsubishi Plastics Composites America, Inc. (FR)
| Finish - Two-Coat Fluropolymer | [9 empty] | I
| Vertical at exterior elevations |  | 8382 | sf | [5 empty] | 503088 | I |  |  | 626250 | I | 528375
| Canopy panels | [5 empty] | I |  |  |  | I |  | I
| A641 - 4 locations |  | 1192 | sf | 70.45 | 83976.4 |  |  |  | 83976.4 | [5 empty] | 83976.4
| A642 - 1 locations |  | 738 | sf | 70.45 | 51992.1 |  |  |  | 51992.1 | [5 empty] | 51992.1
| A643 - 2 locations |  | 354 | sf | 70.45 | 24939.3 |  |  |  | 24939.3 | [5 empty] | 24939.3
[5 empty] | SUBTOTAL |  |  | 1286770 |  | 1219213.8 |  | 1359108 |  | 1430850 |  | 2063012.8 |  | 0
[5 empty] | BOND RATE |  | 0.5% |  | 0% |  | 0% |  | 0% |  | 0% |  | 0%
[5 empty] | BOND AMOUNT |  |  | 6433.85 |  | 0 |  | 0 |  | 0 |  | 0 |  | 0
[5 empty] | ADJUSTED TOTAL |  |  | 1293203.85 |  | 1219213.8 |  | 1359108 |  | 1430850 |  | 2063012.8 |  | 0
[5 empty] | Cost per SF |  |  | 2.2348 |  | 2.1069 |  | 2.3487 |  | 2.4727 |  | 3.5651 |  | 0
[5 empty] | Cost per Unit |  |  | 12086.0173 |  | 11394.5215 |  | 12701.9439 |  | 13372.4299 |  | 19280.4935 |  | 0
QUALIFICATIONS
EXCLUSIONS/OWNER PROVIDED ITEMS:
ALTERNATES:
PROPOSED VE (Provide Clear Description):
FULLY LOADED LABOR RATES
Laborer
Mechanic
Superintendent
Project Manager
SCHEDULE
Prepared shop drawings/submittals
Mobilization
Total duration to complete scope of work
Winner
Company | Cladding & Component
Contact | Randy Sargent
Phone | (770) 887-2777
Email | jcumbess@ccsimagegroup.com
Base Bid | 1293203.85

## 07 46 Siding (hidden)
Hedrick Plug
[5 empty] | X | Excluded
[5 empty] | I | Included
| BACK TO SUMMARY SHEET |  |  |  |  | Sub Add/Deduct | Bidder 1 |  | Bidder 2 |  | Bidder 3 |  | Bidder 4 |  | Bidder5 |  | Bidder6
Project: | ERAU Residential Hall & Garage Building |  |  |  |  | Company
Trade: | Siding |  |  |  |  | Contact
CSI Code: | 07 46 00 |  |  |  |  | Phone
Date: | [5 empty] | Email
[6 empty] | Adjusted Bid | 0 |  | 0 |  | 0 |  | 0 |  | 0 |  | 0
|  | Plan/ Spec. Package | QTY | U/M | Unit Cost | Subtotal | Yes/No | Price | Yes/No | Price | Yes/No | Price | Yes/No | Price | Yes/No | Price | Yes/No | Price
GENERAL INCLUSIONS
INCLUDES ALL SALES TAX
ALL HOISTING & RIGGING REQUIRED TO COMPLETE THIS SCOPE
PROVIDE P&P BONDS
FLORIDA STATE CONTRACTORS LIC.
GENERAL LIABILITY AND WORKERS COMP. INSURANCE LIMITS
STATE AND LOCAL TAXES
SPECIFIC TRADE SCOPE OF WORK REQUIREMENTS
BASE BID
[5 empty] | SUBTOTAL |  |  | 0 |  | 0 |  | 0 |  | 0 |  | 0 |  | 0
[5 empty] | BOND RATE |  | 0% |  | 0% |  | 0% |  | 0% |  | 0% |  | 0%
[5 empty] | BOND AMOUNT |  |  | 0 |  | 0 |  | 0 |  | 0 |  | 0 |  | 0
[5 empty] | ADJUSTED TOTAL |  |  | 0 |  | 0 |  | 0 |  | 0 |  | 0 |  | 0
[5 empty] | Cost per SF |  |  | 0 |  | 0 |  | 0 |  | 0 |  | 0 |  | 0
[5 empty] | Cost per Unit |  |  | 0 |  | 0 |  | 0 |  | 0 |  | 0 |  | 0
QUALIFICATIONS
EXCLUSIONS/OWNER PROVIDED ITEMS:
ALTERNATES:
PROPOSED VE (Provide Clear Description):
FULLY LOADED LABOR RATES
Laborer
Mechanic
Superintendent
Project Manager
SCHEDULE
Prepared shop drawings/submittals
Mobilization
Total duration to complete scope of work
Winner
Company
Contact
Phone
Email
Base Bid

## 07 50 Roofing
Hedrick Plug
[5 empty] | X | Excluded
[5 empty] | I | Included
| BACK TO SUMMARY SHEET |  |  |  |  | Sub Add/Deduct | Bidder 2 |  | Bidder 1 |  | Bidder 3 |  | Bidder 4 |  | Bidder5 |  | Bidder6
Project: | ERAU Residential Hall & Garage Building |  |  |  |  | Company | Jenkins Roofing |  | P&A Roofing
Trade: | Roofing |  |  |  |  | Contact | Vince Niesen |  | Shaun Tuthill
CSI Code: | 07 50 00 |  |  |  |  | Phone | ( 904 ) 304-7400 |  | (407) 650-9541
Date: | [5 empty] | Email | Vince@JenkinsRoofingInc.com |  | stuthill@pa-roofing.com
[6 empty] | Adjusted Bid | 1306500 |  | 1441500 |  | 0 |  | 0 |  | 0 |  | 0
|  | Plan/ Spec. Package | QTY | U/M | Unit Cost | Subtotal | Yes/No | Price | Yes/No | Price | Yes/No | Price | Yes/No | Price | Yes/No | Price | Yes/No | Price
GENERAL INCLUSIONS
| INCLUDES ALL SALES TAX | [5 empty] | i
| ALL HOISTING & RIGGING REQUIRED TO COMPLETE THIS SCOPE | [5 empty] | i
| PROVIDE P&P BONDS | [5 empty] | x | {2.0%}
| FLORIDA STATE CONTRACTORS LIC. | [5 empty] | i
| GENERAL LIABILITY AND WORKERS COMP. INSURANCE LIMITS | [5 empty] | i
| STATE AND LOCAL TAXES | [5 empty] | i
| COMPASS | [5 empty] | x
SPECIFIC TRADE SCOPE OF WORK REQUIREMENTS
| BASE BID | [6 empty] | 1200000 |  | 1353500
Membrane Roofing
Section 075218 - Styrene-Butadiene-Styrene (SBS) Modified Bituminous Membrane Roofing/Over Insulated Lightweight Concrete
Warranty Period: 2 years from date of Substantial Completion
Siplast 20 Year Roof System Guarantee
Manufacturers: Siplast, Inc. (Basis of Design) No substitution accepted
Walktread: Paratread Roof Protection
| LWIC - R39 |  | 94702 | sf |  |  | I | 100000 | I
| Roof membrane |  | 94702 | sf |  |  | I |  | I
| Flashings at roof drains & penetrations | [5 empty] | I |  | I
| VTR |  | 42 | ea |  |  | I |  | I
| Parapet coping | [5 empty] | I |  | I
| parapet |  | 1652 | lf
| parapet stair & elevator |  | 359 | lf
| parapet w/ gutter |  | 946 | lf
| Roof expansion joints |  | 102 | lf | 250 | 25500 | I |  | I
| Gutters & downspouts | [5 empty] | I |  | I
| 20 year warranty | [5 empty] | I |  | I
| Exhaust fans - flashings |  | 32 | ea | 250 | 8000 | I |  | I
| RTU - flashings |  | 4 | ea | 750 | 3000 | I |  | I
| Canopies | [5 empty] | I |  | I | 88000
| A641 - 4 locations |  | 752 | sf
| A642 - 1 locations |  | 574 | sf
| A643 - 2 locations |  | 266 | sf
[5 empty] | SUBTOTAL |  |  | 1300000 |  | 1441500 |  | 0 |  | 0 |  | 0 |  | 0
[5 empty] | BOND RATE |  | 0.5% |  | 0% |  | 0% |  | 0% |  | 0% |  | 0%
[5 empty] | BOND AMOUNT |  |  | 6500 |  | 0 |  | 0 |  | 0 |  | 0 |  | 0
[5 empty] | ADJUSTED TOTAL |  |  | 1306500 |  | 1441500 |  | 0 |  | 0 |  | 0 |  | 0
[5 empty] | Cost per SF |  |  | 2.2578 |  | 2.4911 |  | 0 |  | 0 |  | 0 |  | 0
[5 empty] | Cost per Unit |  |  | 12210.2804 |  | 13471.9626 |  | 0 |  | 0 |  | 0 |  | 0
QUALIFICATIONS
EXCLUSIONS/OWNER PROVIDED ITEMS:
ALTERNATES:
PROPOSED VE (Provide Clear Description):
FULLY LOADED LABOR RATES
Laborer
Mechanic
Superintendent
Project Manager
SCHEDULE
Prepared shop drawings/submittals
Mobilization
Total duration to complete scope of work
Winner
Company | Jenkins Roofing
Contact | Vince Niesen
Phone | ( 904 ) 304-7400
Email | Vince@JenkinsRoofingInc.com
Base Bid | 1306500

## 07 81 Spray Fireproofing
Hedrick Plug
[5 empty] | X | Excluded
[5 empty] | I | Included
| BACK TO SUMMARY SHEET |  |  |  |  | Sub Add/Deduct | Bidder 1 |  | Bidder 2 |  | Bidder 3 |  | Bidder 4 |  | Bidder5 |  | Bidder6
Project: | ERAU Residential Hall & Garage Building |  |  |  |  | Company | Fire Stop Systems
Trade: | Spray Fireproofing |  |  |  |  | Contact
CSI Code: | 07 76 00 |  |  |  |  | Phone
Date: | [5 empty] | Email
[6 empty] | Adjusted Bid | 87200 |  | 0 |  | 0 |  | 0 |  | 0 |  | 0
|  | Plan/ Spec. Package | QTY | U/M | Unit Cost | Subtotal | Yes/No | Price | Yes/No | Price | Yes/No | Price | Yes/No | Price | Yes/No | Price | Yes/No | Price
GENERAL INCLUSIONS
INCLUDES ALL SALES TAX
ALL HOISTING & RIGGING REQUIRED TO COMPLETE THIS SCOPE
PROVIDE P&P BONDS
FLORIDA STATE CONTRACTORS LIC.
GENERAL LIABILITY AND WORKERS COMP. INSURANCE LIMITS
STATE AND LOCAL TAXES
SPECIFIC TRADE SCOPE OF WORK REQUIREMENTS
| BASE BID | [6 empty] | 87200
Floor beams
Deck Angle
Roof Beams
[5 empty] | SUBTOTAL |  |  | 87200 |  | 0 |  | 0 |  | 0 |  | 0 |  | 0
[5 empty] | BOND RATE |  | 0% |  | 0% |  | 0% |  | 0% |  | 0% |  | 0%
[5 empty] | BOND AMOUNT |  |  | 0 |  | 0 |  | 0 |  | 0 |  | 0 |  | 0
[5 empty] | ADJUSTED TOTAL |  |  | 87200 |  | 0 |  | 0 |  | 0 |  | 0 |  | 0
[5 empty] | Cost per SF |  |  | 0.15069 |  | 0 |  | 0 |  | 0 |  | 0 |  | 0
[5 empty] | Cost per Unit |  |  | 814.9533 |  | 0 |  | 0 |  | 0 |  | 0 |  | 0
QUALIFICATIONS
EXCLUSIONS/OWNER PROVIDED ITEMS:
ALTERNATES:
PROPOSED VE (Provide Clear Description):
FULLY LOADED LABOR RATES
Laborer
Mechanic
Superintendent
Project Manager
SCHEDULE
Prepared shop drawings/submittals
Mobilization
Total duration to complete scope of work
Winner
Company | Fire Stop Systems
Contact
Phone
Email
Base Bid | 87200

## 07 84 Firestopping
Hedrick Plug
[5 empty] | X | Excluded
[5 empty] | I | Included
| BACK TO SUMMARY SHEET |  |  |  |  | Sub Add/Deduct | Bidder 1 |  | Bidder 2 |  | Bidder 3 |  | Bidder 4 |  | Bidder5 |  | Bidder6
Project: | ERAU Residential Hall & Garage Building |  |  |  |  | Company | Fire Stop Systems
Trade: | Firestopping |  |  |  |  | Contact
CSI Code: | 07 84 00 |  |  |  |  | Phone
Date: | [5 empty] | Email
[6 empty] | Adjusted Bid | 19175 |  | 0 |  | 0 |  | 0 |  | 0 |  | 0
|  | Plan/ Spec. Package | QTY | U/M | Unit Cost | Subtotal | Yes/No | Price | Yes/No | Price | Yes/No | Price | Yes/No | Price | Yes/No | Price | Yes/No | Price
GENERAL INCLUSIONS
INCLUDES ALL SALES TAX
ALL HOISTING & RIGGING REQUIRED TO COMPLETE THIS SCOPE
PROVIDE P&P BONDS
FLORIDA STATE CONTRACTORS LIC.
GENERAL LIABILITY AND WORKERS COMP. INSURANCE LIMITS
STATE AND LOCAL TAXES
SPECIFIC TRADE SCOPE OF WORK REQUIREMENTS
BASE BID
| Curtain Wall assembly | [6 empty] | 19175
[5 empty] | SUBTOTAL |  |  | 19175 |  | 0 |  | 0 |  | 0 |  | 0 |  | 0
[5 empty] | BOND RATE |  | 0% |  | 0% |  | 0% |  | 0% |  | 0% |  | 0%
[5 empty] | BOND AMOUNT |  |  | 0 |  | 0 |  | 0 |  | 0 |  | 0 |  | 0
[5 empty] | ADJUSTED TOTAL |  |  | 19175 |  | 0 |  | 0 |  | 0 |  | 0 |  | 0
[5 empty] | Cost per SF |  |  | 0.033137 |  | 0 |  | 0 |  | 0 |  | 0 |  | 0
[5 empty] | Cost per Unit |  |  | 179.2056 |  | 0 |  | 0 |  | 0 |  | 0 |  | 0
QUALIFICATIONS
EXCLUSIONS/OWNER PROVIDED ITEMS:
ALTERNATES:
PROPOSED VE (Provide Clear Description):
FULLY LOADED LABOR RATES
Laborer
Mechanic
Superintendent
Project Manager
SCHEDULE
Prepared shop drawings/submittals
Mobilization
Total duration to complete scope of work
Winner
Company
Contact
Phone
Email
Base Bid | 19175

## 07 92 Exp Joint
Hedrick Plug
[5 empty] | X | Excluded
[5 empty] | I | Included
| BACK TO SUMMARY SHEET |  |  |  |  | Sub Add/Deduct | Bidder 1 |  | Bidder 2 |  | Bidder 3 |  | Bidder 4 |  | Bidder5 |  | Bidder6
Project: | ERAU Residential Hall & Garage Building |  |  |  |  | Company | Daniel Insulation
Trade: | Expansion Joints |  |  |  |  | Contact | Justin Cesaretti
CSI Code: | 07 92 00 |  |  |  |  | Phone | (689) 262-0407
Date: | [5 empty] | Email | justin.cesaretti@truteam.com
[6 empty] | Adjusted Bid | 170000 |  | 0 |  | 0 |  | 0 |  | 0 |  | 0
|  | Plan/ Spec. Package | QTY | U/M | Unit Cost | Subtotal | Yes/No | Price | Yes/No | Price | Yes/No | Price | Yes/No | Price | Yes/No | Price | Yes/No | Price
GENERAL INCLUSIONS
| INCLUDES ALL SALES TAX | [5 empty] | i
| ALL HOISTING & RIGGING REQUIRED TO COMPLETE THIS SCOPE | [5 empty] | i
| PROVIDE P&P BONDS | [5 empty] | x
| FLORIDA STATE CONTRACTORS LIC. | [5 empty] | i
| GENERAL LIABILITY AND WORKERS COMP. INSURANCE LIMITS | [5 empty] | i
| STATE AND LOCAL TAXES | [5 empty] | i
| COMPASS | [5 empty] | i | {4.0}
SPECIFIC TRADE SCOPE OF WORK REQUIREMENTS
BASE BID
Expansion joints shall be a maximum of 3", and their details and exact locations will be coordinated during the Precast Concrete Engineering Phase. For the purpose of bidding, assume the following typical conditions: •Horizontal expansion joints will occur between two precast slabs at each residential level. •Vertical expansion joints will occur between two aligned precast wall panels along the south and north elevations, and at interior corners adjacent to the storefront systems in the study rooms on the east elevation. •MM Systems or Watson Bowman Acme as the basis of design for pricing and coordination.
[8 empty] | 150000 | [10 empty] | A121 corridor ceiling | 6
| vertical walls corridor | 1/A521 | 208.4 | lf |  |  | I | [11 empty] | A123 corridor ceiling | 6
| corridor ceiling | 2/A521 | 514.17 | lf |  |  | I | [11 empty] | A121 corridor floor |  | 6
| corridor floor | 2/A521 | 514.17 | lf |  |  | I | [11 empty] | A121 vertical corridor |  |  | 2 | 11.17 | 22.34
| exterior vertical - metal panel - outside / inside | 3/A521 | 120 | lf |  |  | I | [11 empty] | A131 corridor ceiling | 12
| exterior vertical - precast panel - outside / inside | 4/A521 | 32 | lf |  |  | I | [11 empty] | A133 corridor ceiling | 13
| roof deck - fire barrier only | 5/A521 | 102 | lf |  |  | I | 20000 | [10 empty] | A151 corridor ceiling | 6
[19 empty] | A151 corridor floor |  | 6
[19 empty] | A151 corridor floor |  | 6
[19 empty] | A153 corridor ceiling | 6
[19 empty] | A153 corridor floor |  | 6
[19 empty] | A153 vertical corridor |  |  | 2 | 10.17 | 20.34
[19 empty] | A161 corridor ceiling | 6
[19 empty] | A161 corridor floor |  | 6
[19 empty] | A161 vertical corridor |  |  | 2 | 10.42 | 20.84
[19 empty] | A163 corridor ceiling | 6
[19 empty] | A163 corridor floor |  | 6
[19 empty] | A163 vertical corridor |  |  | 2 | 10.42 | 20.84
[20 empty] | 61 | 36 | 8 |  | 84.36
[19 empty] | A170 roof deck | 102
[5 empty] | SUBTOTAL | 0 |  | 170000 |  | 0 |  | 0 |  | 0 |  | 0 |  | 0
[5 empty] | BOND RATE |  | 0% |  | 0% |  | 0% |  | 0% |  | 0% |  | 0%
[5 empty] | BOND AMOUNT |  |  | 0 |  | 0 |  | 0 |  | 0 |  | 0 |  | 0
[5 empty] | ADJUSTED TOTAL |  |  | 170000 |  | 0 |  | 0 |  | 0 |  | 0 |  | 0
[5 empty] | Cost per SF |  |  | 0.29378 |  | 0 |  | 0 |  | 0 |  | 0 |  | 0
[5 empty] | Cost per Unit |  |  | 1588.785 |  | 0 |  | 0 |  | 0 |  | 0 |  | 0
QUALIFICATIONS
EXCLUSIONS/OWNER PROVIDED ITEMS:
ALTERNATES:
PROPOSED VE (Provide Clear Description):
FULLY LOADED LABOR RATES
Laborer
Mechanic
Superintendent
Project Manager
SCHEDULE
Prepared shop drawings/submittals
Mobilization
Total duration to complete scope of work
Winner
Company | Daniel Insulation
Contact | Justin Cesaretti
Phone | (689) 262-0407
Email | justin.cesaretti@truteam.com
Base Bid | 170000

## 08 10 DFH
Hedrick Plug
[5 empty] | X | Excluded
[5 empty] | I | Included
| BACK TO SUMMARY SHEET |  |  |  |  | Sub Add/Deduct | Bidder 4 |  | Bidder 3 |  | Bidder8 |  | Bidder 2 |  | Bidder7 |  | Bidder 3 |  | Bidder5 |  | Bidder6 |  | Bidder 1
Project: | ERAU Residential Hall & Garage Building |  |  |  |  | Company | Cook & Boardman |  | Unified Doors & Hard |  | Superior Hardware |  | Allied Door & Hardware |  | Taylor-Cotton-Ridley |  | Commercial Doorways |  | JDR Doors & Hardware |  | Builders FirstSource |  | APRO Construction Group
Trade: | Doors, Frames & Hardware |  |  |  |  | Contact | [6 empty] | Mark Hill |  | LynDea Drury | [7 empty] | Estimator
CSI Code: | 08 10 00 |  |  |  |  | Phone | [6 empty] | (321) 481-7500 |  | (407) 298-5114 | [7 empty] | (407) 960-7690
Date: | [5 empty] | Email | [6 empty] | mhill@allieddoors.com |  | ldrury@taylorcottonridley.com | [7 empty] | bids@aprocg.com
[6 empty] | Adjusted Bid | 2072590 |  | 2198500 |  | 2325500 |  | 0 |  | 0 |  | 0 |  | 0 |  | 0 |  | 800291.42
|  | Plan/ Spec. Package | QTY | U/M | Unit Cost | Subtotal | Yes/No | Price | Yes/No | Price | Yes/No | Price | Yes/No | Price | Yes/No | Price | Yes/No | Price | Yes/No | Price | Yes/No | Price | Yes/No | Price
GENERAL INCLUSIONS
| INCLUDES ALL SALES TAX | [5 empty] | i
| ALL HOISTING & RIGGING REQUIRED TO COMPLETE THIS SCOPE | [5 empty] | i
| PROVIDE P&P BONDS | [5 empty] | x
| FLORIDA STATE CONTRACTORS LIC. | [5 empty] | i
| GENERAL LIABILITY AND WORKERS COMP. INSURANCE LIMITS | [5 empty] | i
| STATE AND LOCAL TAXES | [5 empty] | i
| COMPASS | [5 empty] | i
SPECIFIC TRADE SCOPE OF WORK REQUIREMENTS
BASE BID
| Door Schedules | A630 to A632 | [5 empty] | 1768660 |  | 1538679.25 |  | 1726391.51
Common Area Doors
| HM Frames | [5 empty] | I |  | I |  | I
| HM Frame 2-8 x 7-0 |  | 24 | ea
| HM Frame 2-8 x 7-0 45 min |  | 125 | ea
| HM Frame 3-0 x 7-0 |  | 67 | ea
| HM Frame 3-0 x 7-0 45 min |  | 12 | ea
| HM Frame 3-0 x 7-0 90 min |  | 1 | ea
| HM Frame 3-2 x 7-0 90 min |  | 91 | ea
| HM Frame 3-4 x 7-0 45 min |  | 1 | ea
| HM Frame 3-4 x 7-0 90 min |  | 10 | ea
| HM Frame 4-0 x 8-0 |  | 2 | ea
| HM Frame 5-0 x 7-0 |  | 1 | ea
| HM Frame 6-0 x 7-0 |  | 2 | ea
| HM Frame 6-0 x 7-0 45 min |  | 2 | ea
| HM Frame 6-0 x 7-0 90 min |  | 1 | ea
| HM Frame 6-0 x 8-0 |  | 4 | ea
| HM Frame 6-0 x 8-0 90 min |  | 8 | ea
| HM Doors - # leafs | [5 empty] | I |  | I |  | I
| HM Frame 2-8 x 7-0 |  | 24 | ea
| HM Frame 2-8 x 7-0 45 min |  | 125 | ea
| HM Frame 3-0 x 7-0 |  | 67 | ea
| HM Frame 3-0 x 7-0 45 min |  | 12 | ea
| HM Frame 3-0 x 7-0 90 min |  | 1 | ea
| HM Frame 3-2 x 7-0 90 min |  | 91 | ea
| HM Frame 3-4 x 7-0 45 min |  | 1 | ea
| HM Frame 3-4 x 7-0 90 min |  | 10 | ea
| HM Frame 4-0 x 8-0 |  | 2 | ea
| HM Frame 5-0 x 7-0 |  | 2 | ea
| HM Frame 6-0 x 7-0 |  | 4 | ea
| HM Frame 6-0 x 7-0 45 min |  | 4 | ea
| HM Frame 6-0 x 7-0 90 min |  | 2 | ea
| HM Frame 6-0 x 8-0 |  | 8 | ea
| HM Frame 6-0 x 8-0 90 min |  | 16 | ea
| SC WD Doors - # leafs | [5 empty] | I |  | I |  | I
| Door - Type SC 3-0 x 7-0 |  | 26 | ea
| Door - Type SC 5-0 x 7-0 |  | 2 | ea
| Door - Type SC 6-0 x 7-0 |  | 4 | ea
| Vision Lites | [7 empty] | I
| Door - Type F 3-0 x 7-0 |  | 12 | ea | 250 | 3000 |  | 3000 |  |  |  | 3000
| Door - Type F 6-0 x 7-0 |  | 4 | ea | 250 | 1000 |  | 1000 |  |  |  | 1000
| Door - Type F 6-0 x 8-0 |  | 22 | ea | 250 | 5500 |  | 5500 |  |  |  | 5500
103 | Unit Doors | [22 empty] | 754496.28
HM Frames
| HM Doors - # leafs | [5 empty] | I |  | I |  | I
| U1 - 3-0 x 7-0 - 20 min |  | 103 | ea
| Steel Redi-Frames | [5 empty] | I |  | I |  | I
| U1 - 3-0 x 7-0 - 20 min |  | 103 | ea
| U2 - 2-10 x 7-0 |  | 412 | ea
| U3 - 2-10 x 7-0 |  | 412 | ea
| U4 - 5-0 x 7-0 |  | 103 | ea
| U5 - 2-8 x 7-0 |  |  | ea
| SC WD Doors - # leafs | [5 empty] | I |  | I |  | I
| U2 - 2-10 x 7-0 |  | 412 | ea
| U3 - 2-10 x 7-0 |  | 412 | ea
| U4 - 5-0 x 7-0 |  | 206 | ea
| U5 - 2-8 x 7-0 |  |  | ea
Guest & Staff Unit Doors
HM Frames
| HM Doors - # leafs | [5 empty] | I |  | I |  | I
| U1 - 3-0 x 7-0 |  | 4 | ea
| Steel Redi-Frames | [5 empty] | I |  | I |  | I
| U1 - 3-0 x 7-0 |  | 4 | ea
| U2 - 2-10 x 7-0 |  | 6 | ea
| U3 - 2-10 x 7-0 |  | 6 | ea
| U4 - 5-0 x 7-0 |  | 2 | ea
| U5 - 2-8 x 7-0 |  | 2 | ea
| SC WD Doors - # leafs | [5 empty] | I |  | I |  | I
| U2 - 2-10 x 7-0 |  | 6 | ea
| U3 - 2-10 x 7-0 |  | 6 | ea
| U4 - 5-0 x 7-0 |  | 4 | ea
| U5 - 2-8 x 7-0 |  | 2 | ea
| Kick Plates |  | 369 | ea
| Hardware - Common Area | [5 empty] | I |  | I |  | I
| Hardware Group 1 |  | 1 | ea
| Hardware Group 2 |  | 8 | ea
| Hardware Group 3 |  | 1 | ea
| Hardware Group 4 |  | 2 | ea
| Hardware Group 5 |  | 2 | ea
| Hardware Group 6 |  | 2 | ea
| Hardware Group 7 |  | 3 | ea
| Hardware Group 8 |  | 1 | ea
| Hardware Group 9 |  | 3 | ea
| Hardware Group 10 |  | 2 | ea
| Hardware Group 11 |  | 1 | ea
| Hardware Group 12 |  | 13 | ea
| Hardware Group 13 |  | 23 | ea
| Hardware Group 14 |  | 6 | ea
| Hardware Group 14B |  | 2 | ea
| Hardware Group 15 |  | 11 | ea
| Hardware Group 16 |  | 2 | ea
| Hardware Group 17 |  | 2 | ea
| Hardware Group 18 |  | 21 | ea
| Hardware Group 19 |  | 2 | ea
| Hardware Group 20 |  | 2 | ea
| Hardware Group 21 |  | 0 | ea
| Hardware Group 22 |  | 0 | ea
| Hardware Group 23 |  | 23 | ea
| Hardware Group 24 |  | 19 | ea
| Hardware Group 25 |  | 15 | ea
| Hardware Group 26 |  | 13 | ea
| Hardware Group 27 |  | 3 | ea
| Hardware Group 28 |  | 1 | ea
| Hardware Group 29 |  | 174 | ea
| Hardware Group 30 |  | 1 | ea
| Hardware Group 31 |  | 42 | ea
| Hardware Group 32 |  | 3 | ea
| Hardware Group 33 |  | 6 | ea
| Hardware Group 34 |  | 4 | ea
| Hardware Group 35 |  | 4 | ea
| Hardware Group 36 |  | 2 | ea
| Hardware Group 37 |  | 0 | ea
| Hardware Group 38 |  | 39 | ea
| Hardware Group 39 |  | 5 | ea
| Hardware Group 40 |  | 0 | ea
| Hardware Group 41 |  | 0 | ea
| Hardware Group 42 |  | 0 | ea
| Hardware Group 43 |  | 2 | ea
| Hardware Group 44 |  | 3 | ea
| Hardware - Units | [5 empty] | I |  | I |  | I | [12 empty] | 45795.14
U2 | Hardware Group 36 |  | 418 | ea
U1 | Hardware Group 37 |  | 4 | ea
U3 | Hardware Group 40 |  | 418 | ea
U4 | Hardware Group 41 |  | 105 | ea
U5 | Hardware Group 42 |  | 2 | ea
| Tax | [5 empty] | I |  |  | 92320.75 | I | 103608.49
| Installation | [6 empty] | 290365 |  | 567500 |  | 486000
| Installation Common |  | 1552 | ea |  |  | I |  |  |  | I
| Installation Units |  | 1155 | ea |  |  | I |  |  |  | I
Install KD frames
| Contingency | [6 empty] | 50000
| Door casings | [6 empty] | -45935
| Addendum #5 | [5 empty] | I |  | I |  | I
[5 empty] | SUBTOTAL |  |  | 2072590 |  | 2198500 |  | 2325500 |  | 0 |  | 0 |  | 0 |  | 0 |  | 0 |  | 800291.42
[5 empty] | BOND RATE |  | 0% |  | 0% |  | 0% |  | 0% |  | 0% |  | 0% |  | 0% |  | 0% |  | 0%
[5 empty] | BOND AMOUNT |  |  | 0 |  | 0 |  | 0 |  | 0 |  | 0 |  | 0 |  | 0 |  | 0 |  | 0
[5 empty] | ADJUSTED TOTAL |  |  | 2072590 |  | 2198500 |  | 2325500 |  | 0 |  | 0 |  | 0 |  | 0 |  | 0 |  | 800291.42
[5 empty] | Cost per SF |  |  | 3.6681 |  | 3.7993 |  | 4.0187 |  | 0 |  | 0 |  | 0 |  | 0 |  | 0 |  | 1.383
[5 empty] | Cost per Unit |  |  | 19837.2897 |  | 20546.729 |  | 21733.6449 |  | 0 |  | 0 |  | 0 |  | 0 |  | 0 |  | 7479.3591
QUALIFICATIONS
EXCLUSIONS/OWNER PROVIDED ITEMS:
ALTERNATES:
PROPOSED VE (Provide Clear Description):
FULLY LOADED LABOR RATES
Laborer
Mechanic
Superintendent
Project Manager
SCHEDULE
Prepared shop drawings/submittals
Mobilization
Total duration to complete scope of work
Winner
Company | Cook & Boardman
Contact | 0
Phone | 0
Email | 0
Base Bid | 2072590

## 08 30 Retractable Screens (hidden)
Hedrick Plug
Excluded
| BACK TO SUMMARY SHEET |  |  |  |  | Included | Bidder 1 |  | Bidder 2 |  | Bidder 3 |  | Bidder 4 |  | Bidder5 |  | Bidder6
Project: | ERAU Residential Hall & Garage Building |  |  |  |  | Company
Trade: | Retractable Screens |  |  |  |  | Contact
CSI Code: | 08 30 |  |  |  |  | Phone
Date: | [5 empty] | Email
Adjusted Bid | [5 empty] | Adjusted Bid
BID DOCUMENTS: |  | Plan/ Spec. Package | QTY | U/M | Unit Cost | Subtotal | Yes/No | Price | Yes/No | Price | Yes/No | Price | Yes/No | Price | Yes/No | Price | Yes/No | Price
Plans By Division
| #REF! | P
| #REF! | P
| #REF! | P
| #REF! | P
| #REF! | P
| #REF! | P
| #REF! | P
| #REF! | P
| #REF! | P
Retractable Screens
GENERAL INCLUSIONS
INCLUDES ALL SALES TAX
ALL HOISTING & RIGGING REQUIRED TO COMPLETE THIS SCOPE
PROVIDE P&P BONDS
FLORIDA STATE CONTRACTORS LIC.
GENERAL LIABILITY AND WORKERS COMP. INSURANCE LIMITS
STATE AND LOCAL TAXES
SPECIFIC TRADE SCOPE OF WORK REQUIREMENTS
BASE BID
[5 empty] | SUBTOTAL |  |  | 0 |  | 0 |  | 0 |  | 0 |  | 0 |  | 0
[5 empty] | BOND RATE |  | 0% | [7 empty] | 0% |  | 0%
[5 empty] | BOND AMOUNT |  |  | 0 |  | 0 |  | 0 |  | 0 |  | 0 |  | 0
[5 empty] | ADJUSTED TOTAL |  |  | 0 |  | 0 |  | 0 |  | 0 |  | 0 |  | 0
[5 empty] | Cost per SF |  |  | 0 |  | 0 |  | 0 |  | 0 |  | 0 |  | 0
[5 empty] | Cost per Unit |  |  | 0 |  | 0 |  | 0 |  | 0 |  | 0 |  | 0
QUALIFICATIONS
EXCLUSIONS/OWNER PROVIDED ITEMS:
ALTERNATES:
PROPOSED VE (Provide Clear Description):
FULLY LOADED LABOR RATES
Laborer
Mechanic
Superintendent
Project Manager
SCHEDULE
Prepared shop drawings/submittals
Mobilization
Total duration to complete scope of work
Winner
Company
Contact
Phone
Email
Base Bid
Need Prequalification
Prequalified

## 08 32 Hangar Doors
Hedrick Plug
[5 empty] | X | Excluded
[5 empty] | I | Included
| BACK TO SUMMARY SHEET |  |  |  |  | Sub Add/Deduct | Bidder 1 |  | Bidder 2 |  | Bidder 3 |  | Bidder 4 |  | Bidder5 |  | Bidder6
Project: | ERAU Residential Hall & Garage Building |  |  |  |  | Company | Coast to Coast Garage Dr |  | Southern Impact Welding |  | Schweiss
Trade: | Hangar Doors |  |  |  |  | Contact | Natalie Morrison |  | Nick |  | Jeremy Rieke
CSI Code: | 08 32 00 |  |  |  |  | Phone | (954) 471-4698 |  | (352) 235-5211 |  | (800) 746-8273
Date: | [5 empty] | Email | nmorrison@c2cgaragedoors.com |  | Sales@southernimpactwelding.com |  | jeremy@schweissdoors.com
[6 empty] | Adjusted Bid | 558065.1937 |  | 0 |  | 93400.1 |  | 0 |  | 0 |  | 0
|  | Plan/ Spec. Package | QTY | U/M | Unit Cost | Subtotal | Yes/No | Price | Yes/No | Price | Yes/No | Price | Yes/No | Price | Yes/No | Price | Yes/No | Price
GENERAL INCLUSIONS
| INCLUDES ALL SALES TAX | [5 empty] | i
| ALL HOISTING & RIGGING REQUIRED TO COMPLETE THIS SCOPE | [5 empty] | i
| PROVIDE P&P BONDS | [5 empty] | x | {2.0%}
| FLORIDA STATE CONTRACTORS LIC. | [5 empty] | i
| GENERAL LIABILITY AND WORKERS COMP. INSURANCE LIMITS | [5 empty] | i
| STATE AND LOCAL TAXES | [5 empty] | i
| COMPASS | [5 empty] | x
SPECIFIC TRADE SCOPE OF WORK REQUIREMENTS
| BASE BID | [6 empty] | 546180
| Vertical Hydraulic Doors - 1st level |  | 3 | ea |  |  | I |  |  |  |  | 93400.1
| Basis of Design: Schweiss Bi-Fold Doors | [9 empty] | I
| Electric Operator | [5 empty] | I |  |  |  | I
| Factory Primer Finish | [5 empty] | I |  |  |  | I
| Walk-thru Door | [5 empty] | I |  |  |  | I
| External Sheeting |  | 1568 | sf | 5 | 7840 |  | 7840 |  |  | I
| Installation | [5 empty] | I
| Sliding Hangar Door - 5th level |  | 1 | pr |  |  | I
Basis of Design: Door Engineering and Manufacturing
| Electric Operator | [5 empty] | I
| Factory Primer Finish | [5 empty] | I
| External Sheeting |  | 253.75 | sf | 5 | 1268.75 |  | 1268.75
| Installation | [5 empty] | I
|  |  | 1821.75 | sf | 306.3347 | 558065.1937
| Vertical Hydraulic Doors - 1st level |  | 1568 | sf | 306.3347 | 480332.77
| Sliding Hangar Door - 5th level |  | 253.75 | sf | 306.3347 | 77732.4237
[5 empty] | SUBTOTAL |  |  | 555288.75 |  | 0 |  | 93400.1 |  | 0 |  | 0 |  | 0
[5 empty] | BOND RATE |  | 0.5% |  | 0% |  | 0% |  | 0% |  | 0% |  | 0%
[5 empty] | BOND AMOUNT |  |  | 2776.4437 |  | 0 |  | 0 |  | 0 |  | 0 |  | 0
[5 empty] | ADJUSTED TOTAL |  |  | 558065.1937 |  | 0 |  | 93400.1 |  | 0 |  | 0 |  | 0
[5 empty] | Cost per SF |  |  | 0.9644 |  | 0 |  | 0.16141 |  | 0 |  | 0 |  | 0
[5 empty] | Cost per Unit |  |  | 5215.5626 |  | 0 |  | 872.8981 |  | 0 |  | 0 |  | 0
QUALIFICATIONS
EXCLUSIONS/OWNER PROVIDED ITEMS:
ALTERNATES:
PROPOSED VE (Provide Clear Description):
FULLY LOADED LABOR RATES
Laborer
Mechanic
Superintendent
Project Manager
SCHEDULE
Prepared shop drawings/submittals
Mobilization
Total duration to complete scope of work
Winner
Company
Contact
Phone
Email
Base Bid | 558065.1937

## 08 33 Overhead doors
Hedrick Plug
[5 empty] | X | Excluded
[5 empty] | I | Included
| BACK TO SUMMARY SHEET |  |  |  |  | Sub Add/Deduct | Bidder 2 |  | Bidder 1 |  | Bidder 3 |  | Bidder 4 |  | Bidder5 |  | Bidder6
Project: | ERAU Residential Hall & Garage Building |  |  |  |  | Company | ODC of Daytona |  | Miner |  | Coast to Coast Garage Dr |  | Door Systems of SF |  | American Roll Up Door
Trade: | Overhead Doors |  |  |  |  | Contact | Jason Hardy |  | Binky Conklin |  | Natalie Morrison
CSI Code: | 08 33 00 |  |  |  |  | Phone | (386) 226-3820 |  | (407) 600-7260 |  | (954) 471-4698
Date: | [5 empty] | Email | jason@overheaddoordaytona.com |  | bconklin@minercorp.com |  | nmorrison@c2cgaragedoors.com
[6 empty] | Adjusted Bid | 29480 |  | 32500 |  | 37930 |  | 0 |  | 0 |  | 0
|  | Plan/ Spec. Package | QTY | U/M | Unit Cost | Subtotal | Yes/No | Price | Yes/No | Price | Yes/No | Price | Yes/No | Price | Yes/No | Price | Yes/No | Price
GENERAL INCLUSIONS
| INCLUDES ALL SALES TAX | [5 empty] | i
| ALL HOISTING & RIGGING REQUIRED TO COMPLETE THIS SCOPE | [5 empty] | i
| PROVIDE P&P BONDS | [5 empty] | x
| FLORIDA STATE CONTRACTORS LIC. | [5 empty] | i
| GENERAL LIABILITY AND WORKERS COMP. INSURANCE LIMITS | [5 empty] | i
| STATE AND LOCAL TAXES | [5 empty] | i
| COMPASS | [5 empty] | x
SPECIFIC TRADE SCOPE OF WORK REQUIREMENTS
| BASE BID | [6 empty] | 27980 |  | 32500 |  | 37930
Overhead Coiling Door Fire rated
| 137B - 8-0 x 8-0 |  | 1 | ea |  |  | I |  | I |  | I
| 153B - 8-0 x 8-0 |  | 1 | ea |  |  | I |  | I |  | I
Operation Cycles: not specified for fire rated oodr
| Insulated | [5 empty] | I |  | I |  | I
| Locking Device |  | 2 | ea | 750 | 1500 |  | 1500 | I
| Motorized | [5 empty] | I |  | I |  | I
| Baked-Enamel or Powder-Coated Finish | [5 empty] | I |  | I |  | I
| Hood | [5 empty] | I |  | I |  | I
| Fire Rated - 45 min | [5 empty] | I |  |  |  | I
[5 empty] | SUBTOTAL |  |  | 29480 |  | 32500 |  | 37930 |  | 0 |  | 0 |  | 0
[5 empty] | BOND RATE |  | 0% |  | 0% |  | 0% |  | 0% |  | 0% |  | 0%
[5 empty] | BOND AMOUNT |  |  | 0 |  | 0 |  | 0 |  | 0 |  | 0 |  | 0
[5 empty] | ADJUSTED TOTAL |  |  | 29480 |  | 32500 |  | 37930 |  | 0 |  | 0 |  | 0
[5 empty] | Cost per SF |  |  | 0.050945 |  | 0.056164 |  | 0.065548 |  | 0 |  | 0 |  | 0
[5 empty] | Cost per Unit |  |  | 275.514 |  | 303.7383 |  | 354.486 |  | 0 |  | 0 |  | 0
QUALIFICATIONS
EXCLUSIONS/OWNER PROVIDED ITEMS:
ALTERNATES:
PROPOSED VE (Provide Clear Description):
FULLY LOADED LABOR RATES
Laborer
Mechanic
Superintendent
Project Manager
SCHEDULE
Prepared shop drawings/submittals
Mobilization
Total duration to complete scope of work
Winner
Company
Contact
Phone
Email
Base Bid | 29480

## 08 50 Storefront & Windows
Hedrick Plug
[5 empty] | X | Excluded
[5 empty] | I | Included
| BACK TO SUMMARY SHEET |  |  |  |  | Sub Add/Deduct | Bidder 3 |  | Bidder 2 |  | Bidder 1 |  | Bidder 4 |  | Bidder 5 |  | Bidder 6
Project: | ERAU Residential Hall & Garage Building |  |  |  |  | Company | Sunryse Construction |  | Contractors Glass |  | A. Christian Glass |  | Storm Troopers |  | Miller Glass & Glazing
Trade: | Storefront & Windows |  |  |  |  | Contact | Jorge Salcedo |  | Keith Taylor |  | Jake Dable |  | Jada Goksan
CSI Code: | 08 50 00 |  |  |  |  | Phone | (772) 219-3506 |  | (904) 907-4378 |  | (561) 866-2122 |  | (754) 422-5617
Date: | [5 empty] | Email | jorge_scsi@bellsouth.ne |  | ktaylor@contractorsglass.net |  | jake@a-christianglass.com |  | jada@stormtroopersgroup.com
[6 empty] | Adjusted Bid | 5009000 |  | 5198500 |  | 4454215 |  | 2774629.27 |  | 2350928.6612 |  | 0
|  | Plan/ Spec. Package | QTY | U/M | Unit Cost | Subtotal | Yes/No | Price | Yes/No | Price | Yes/No | Price | Yes/No | Price | Yes/No | Price | Yes/No | Price
GENERAL INCLUSIONS
| INCLUDES ALL SALES TAX | [5 empty] | i
| ALL HOISTING & RIGGING REQUIRED TO COMPLETE THIS SCOPE | [5 empty] | i
| PROVIDE P&P BONDS | [5 empty] | x | {1.0%}
| FLORIDA STATE CONTRACTORS LIC. | [5 empty] | i
| GENERAL LIABILITY AND WORKERS COMP. INSURANCE LIMITS | [5 empty] | i
| STATE AND LOCAL TAXES | [5 empty] | i
| COMPASS | [5 empty] | x | {1.7}
SPECIFIC TRADE SCOPE OF WORK REQUIREMENTS
| BASE BID | [6 empty] | 4912000 |  | 4991000
Manufacturers: Subject to compliance with requirements, provide products by one of the following:
EFCO Corporation.
Kawneer North America
| Truelite | [11 empty] | I
Vistawall Architectural Products
| YKK AP America Inc. | [5 empty] | I |  | I
ES Windows
Sound Transmission: Provide aluminum-framed systems with fixed glazing and framing areas having the following sound-transmission characteristics:
Exterior Storefronts: Acoustic: STC 32-36 depending on glazing.
Interior Storefronts: Study Room to Hallway Separation: Minimum STC 35
Fire rating: 20-minute rated glass with certification
Vestibules into Residential Zones:
Smoke-rated and self-closing doors required
Minimum STC 32
Impact - resistant safety glazing preferred.
Office Partitions:
Non rated, minimum STC 30
Glazing laminated for safety and acoustic performance.
| Impact Rated - wind speed | [5 empty] | I
| Curtainwall | [5 empty] | I |  |  |  |  | 3875880 | I | 315719.74 | [5 empty] | Quant | W | H | SF | Sills | LF opening | LF total | SF total | Doors
| CW-01 |  | 806.3825 | sf | 130 | 104829.725 | [12 empty] | CW-01 | 1 | 14.75 | 54.67 | 806.3825 | 14.75 | 138.84 | 138.84 | 806.3825
| CW-01 SF |  | 17.2575 | sf | 130 | 2243.475 | [12 empty] | CW-01 SF | 1 | 14.75 | 1.17 | 17.2575 | 14.75 | 31.84 | 31.84 | 17.2575 | 2
| CW-02 |  | 3096.2622 | sf | 130 | 402514.086 | [12 empty] | CW-02 | 2 | 22.17 | 69.83 | 1548.1311 | 44.34 | 184 | 368 | 3096.2622
| CW-03 |  | 1748.0772 | sf | 130 | 227250.036 | [12 empty] | CW-03 | 2 | 14.67 | 59.58 | 874.0386 | 29.34 | 148.5 | 297 | 1748.0772
| Storefront |  |  |  |  | 0 | I | [5 empty] | I | 919767.15 |  | 2350928.27
| SF-01 |  | 2611.7694 | sf | 85 | 222000.399 | [9 empty] | 0.39124 |  |  | SF-01 | 54 | 4.33 | 11.17 | 48.3661 | 233.82 | 31 | 1674 | 2611.7694
| SF-02a |  | 2095.0452 | sf | 85 | 178078.842 | [12 empty] | SF-02a | 18 | 10.42 | 11.17 | 116.3914 | 187.56 | 43.18 | 777.24 | 2095.0452
| SF-02b |  | 1914.4666 | sf | 85 | 162729.661 | [12 empty] | SF-02b | 19 | 10.42 | 9.67 | 100.7614 | 197.98 | 40.18 | 763.42 | 1914.4666
| SF-02c |  | 7588.6776 | sf | 85 | 645037.596 | [12 empty] | SF-02c | 84 | 10.42 | 8.67 | 90.3414 | 875.28 | 38.18 | 3207.12 | 7588.6776
| SF-03a |  | 98.7428 | sf | 85 | 8393.138 | [12 empty] | SF-03a | 2 | 4.42 | 11.17 | 49.3714 | 8.84 | 31.18 | 62.36 | 98.7428
| SF-03b |  | 85.4828 | sf | 85 | 7266.038 | [12 empty] | SF-03b | 2 | 4.42 | 9.67 | 42.7414 | 8.84 | 28.18 | 56.36 | 85.4828
| SF-03c |  | 306.5712 | sf | 85 | 26058.552 | [12 empty] | SF-03c | 8 | 4.42 | 8.67 | 38.3214 | 35.36 | 26.18 | 209.44 | 306.5712
| SF-04 |  | 990.5556 | sf | 85 | 84197.226 | [12 empty] | SF-04 | 4 | 22.17 | 11.17 | 247.6389 | 88.68 | 66.68 | 266.72 | 990.5556
| SF-05a |  | 247.6389 | sf | 85 | 21049.3065 | [12 empty] | SF-05a | 1 | 22.17 | 11.17 | 247.6389 | 22.17 | 66.68 | 66.68 | 247.6389 | 2
| SF-05b |  | 247.6389 | sf | 85 | 21049.3065 | [12 empty] | SF-05b | 1 | 22.17 | 11.17 | 247.6389 | 22.17 | 66.68 | 66.68 | 247.6389 | 2
| SF-06 |  | 495.2778 | sf | 85 | 42098.613 | [12 empty] | SF-06 | 2 | 22.17 | 11.17 | 247.6389 | 44.34 | 66.68 | 133.36 | 495.2778 | 4
| SF-08a |  | 66.1264 | sf | 85 | 5620.744 | [12 empty] | SF-08a | 1 | 5.92 | 11.17 | 66.1264 | 5.92 | 34.18 | 34.18 | 66.1264 | 1
| SF-08b |  | 66.1264 | sf | 85 | 5620.744 | [12 empty] | SF-08b | 1 | 5.92 | 11.17 | 66.1264 | 5.92 | 34.18 | 34.18 | 66.1264 | 1
| SF-09a |  | 228.9856 | sf | 85 | 19463.776 | [12 empty] | SF-09a | 4 | 5.92 | 9.67 | 57.2464 | 23.68 | 31.18 | 124.72 | 228.9856
| SF-09b |  | 307.9584 | sf | 85 | 26176.464 | [12 empty] | SF-09b | 6 | 5.92 | 8.67 | 51.3264 | 35.52 | 29.18 | 175.08 | 307.9584
| W1 |  | 10911.6 | sf | 85 | 927486 | I | [5 empty] | I | 726543.21 |  |  |  |  | W1 | 420 | 4.33 | 6 | 25.98 | 1818.6 | 20.66 | 8677.2 | 10911.6
| W1 sunshades |  | 420 | ea | 500 | 210000 | I | [6 empty] | 210000
| Door leafs |  | 12 | ea |  | 0 | [20 empty] | 33930.643 | 12
0
0
| Interior Storefront |  |  |  |  | 0 | I |  |  |  |  | 572635 | I | 269548.8 | [5 empty] | Quant | W | H | SF | Sills | LF opening | LF total | SF total | Doors
| SF-11a |  | 293.4 | sf | 75 | 22005 | [12 empty] | SF-11a | 2 | 14.67 | 10 | 146.7 | 29.34 | 49.34 | 98.68 | 293.4 | 2
| SF-12 |  | 146.7 | sf | 75 | 11002.5 | [12 empty] | SF-12 | 1 | 14.67 | 10 | 146.7 | 14.67 | 49.34 | 49.34 | 146.7
| SF-13a - STC 35 |  | 128.3 | sf | 75 | 9622.5 | [12 empty] | SF-13a | 1 | 12.83 | 10 | 128.3 | 12.83 | 45.66 | 45.66 | 128.3 | 1
| SF-13b - STC 35 |  | 128.3 | sf | 75 | 9622.5 | [12 empty] | SF-13b | 1 | 12.83 | 10 | 128.3 | 12.83 | 45.66 | 45.66 | 128.3 | 1
| SF-14 |  | 148.3 | sf | 75 | 11122.5 | [12 empty] | SF-14 | 1 | 14.83 | 10 | 148.3 | 14.83 | 49.66 | 49.66 | 148.3
| SF-15 - laminated |  | 104.2 | sf | 75 | 7815 | [12 empty] | SF-15 | 1 | 10.42 | 10 | 104.2 | 10.42 | 40.84 | 40.84 | 104.2 | 1
| SF-16 - laminated |  | 320 | sf | 75 | 24000 | [12 empty] | SF-16 | 4 | 8 | 10 | 80 | 32 | 36 | 144 | 320 | 4
| SF-17a - laminated |  | 200 | sf | 75 | 15000 | [12 empty] | SF-17a | 4 | 5 | 10 | 50 | 20 | 30 | 120 | 200 | 4
| SF-17b - laminated |  | 150 | sf | 75 | 11250 | [12 empty] | SF-17b | 3 | 5 | 10 | 50 | 15 | 30 | 90 | 150 | 3
| SF-18a - laminated |  | 780 | sf | 75 | 58500 | [12 empty] | SF-18a | 12 | 6.5 | 10 | 65 | 78 | 33 | 396 | 780 | 12
| SF-18b - laminated |  | 455 | sf | 75 | 34125 | [12 empty] | SF-18b | 7 | 6.5 | 10 | 65 | 45.5 | 33 | 231 | 455 | 7
| SF-19a - laminated |  | 222.6 | sf | 75 | 16695 | [12 empty] | SF-19a | 3 | 7.42 | 10 | 74.2 | 22.26 | 34.84 | 104.52 | 222.6 | 3
| SF-19b - laminated |  | 222.6 | sf | 75 | 16695 | [12 empty] | SF-19b | 3 | 7.42 | 10 | 74.2 | 22.26 | 34.84 | 104.52 | 222.6 | 3
| SF-20a - laminated |  | 282.6 | sf | 75 | 21195 | [12 empty] | SF-20a | 3 | 9.42 | 10 | 94.2 | 28.26 | 38.84 | 116.52 | 282.6 | 3
| SF-20b - laminated |  | 565.2 | sf | 75 | 42390 | [12 empty] | SF-20b | 6 | 9.42 | 10 | 94.2 | 56.52 | 38.84 | 233.04 | 565.2 | 6
| SF-21 - laminated |  | 63.3 | sf | 75 | 4747.5 | [12 empty] | SF-21 | 1 | 6.33 | 10 | 63.3 | 6.33 | 32.66 | 32.66 | 63.3 | 2 | sliders
| SF-22 - laminated |  | 166.5 | sf | 75 | 12487.5 | [12 empty] | SF-22 | 5 | 3.33 | 10 | 33.3 | 16.65 | 26.66 | 133.3 | 166.5
| SF-23a |  | 330.068 | sf | 75 | 24755.1 | [12 empty] | SF-23a | 5 | 8.08 | 8.17 | 66.0136 | 40.4 | 32.5 | 162.5 | 330.068 | 5
| SF-23b |  | 396.0816 | sf | 75 | 29706.12 | [12 empty] | SF-23b | 6 | 8.08 | 8.17 | 66.0136 | 48.48 | 32.5 | 195 | 396.0816 | 6
| SF-24 |  | 714.8376 | sf | 75 | 53612.82 | [12 empty] | SF-24 | 9 | 8.08 | 9.83 | 79.4264 | 72.72 | 35.82 | 322.38 | 714.8376 | 9
| SF-25 |  | 1066.8024 | sf | 75 | 80010.18 | [12 empty] | SF-25 | 9 | 8.08 | 14.67 | 118.5336 | 72.72 | 45.5 | 409.5 | 1066.8024
| SF-26a - 45 min - STC 35 |  | 518.332 | sf | 75 | 38874.9 | [12 empty] | SF-26a | 5 | 8.08 | 12.83 | 103.6664 | 40.4 | 41.82 | 209.1 | 518.332 | 5
| SF-26b - 45 min - STC 35 |  | 518.332 | sf | 75 | 38874.9 | [12 empty] | SF-26b | 5 | 8.08 | 12.83 | 103.6664 | 40.4 | 41.82 | 209.1 | 518.332 | 5
| SF-27a |  | 65 | sf | 75 | 4875 | [12 empty] | SF-27a | 1 | 6.5 | 10 | 65 | 6.5 | 33 | 33 | 65 | 2 | sliders
| SF-27b |  | 65 | sf | 75 | 4875 | [12 empty] | SF-27b | 1 | 6.5 | 10 | 65 | 6.5 | 33 | 33 | 65 | 2 | sliders
| SF-28a - 45 min - STC 35 |  | 262.6 | sf | 75 | 19695 | [12 empty] | SF-28a | 5 | 8.08 | 6.5 | 52.52 | 40.4 | 29.16 | 145.8 | 262.6 | 5
| SF-28b - 45 min - STC 35 |  | 210.08 | sf | 75 | 15756 | [12 empty] | SF-28b | 4 | 8.08 | 6.5 | 52.52 | 32.32 | 29.16 | 116.64 | 210.08 | 4
| W2 |  | 271.25 | sf | 75 | 20343.75 | [12 empty] | W2 | 25 | 2.17 | 5 | 10.85 | 54.25 | 14.34 | 358.5 | 271.25
| Door leafs |  | 91 | ea |  | 0 | [20 empty] | 8795.3836 | 95
| Slider pair |  | 4 | pr |  | 0
| Laminated Glass |  | 1 | ls | 100000 | 100000 |  | 97000 |  | 155000 |  |  |  | 155000
0
| Vision Lites |  |  |  |  | 0 | I
| Door - Type F 3-0 x 7-0 |  | 12 | ea | 150 | 1800 | [5 empty] | 1800 |  | 1800
| Door - Type F 6-0 x 7-0 |  | 4 | ea | 150 | 600 | [5 empty] | 600 |  | 600
| Door - Type F 6-0 x 8-0 |  | 22 | ea | 150 | 3300 | [5 empty] | 3300 |  | 3300
0
| Auto Operators |  | 1 | ls | 50000 | 50000 | I |  |  | 52500 |  |  |  | 53000
0
| Specified Finish |  |  |  |  | 0 | I | [5 empty] | I | 68473.64
| Break metal |  |  |  |  | 0 | I |  |  |  | I |  | I | 1161.29
| Equipment |  |  |  |  | 0 | I |  |  |  | I |  | I | 49715.44
| BlueMax |  |  |  |  | 0 |  |  |  |  | I
| Wood Bucks |  |  |  |  | 0
0
0
0
0
0
0
[5 empty] | SUBTOTAL | 4164517.498 |  | 5009000 |  | 5198500 |  | 4454215 |  | 2774629.27 |  | 2350928.6612 |  | 0
[5 empty] | BOND RATE |  | 0% |  | 0% |  | 0% |  | 0% |  | 0% |  | 0%
[5 empty] | BOND AMOUNT |  |  | 0 |  | 0 |  | 0 |  | 0 |  | 0 |  | 0
[5 empty] | ADJUSTED TOTAL |  |  | 5009000 |  | 5198500 |  | 4454215 |  | 2774629.27 |  | 2350928.6612 |  | 0
[5 empty] | Cost per SF |  |  | 8.6562 |  | 8.9836 |  | 7.6974 |  | 4.7949 |  | 4.0627 |  | 0
[5 empty] | Cost per Unit |  |  | 46813.0841 |  | 48584.1121 |  | 41628.1776 |  | 25931.1147 |  | 21971.2959 |  | 0
QUALIFICATIONS
EXCLUSIONS/OWNER PROVIDED ITEMS:
Any changes associated with Addendum #5 as shown on drawing A600. G001 issued with Addendum #5 shows drawing A600 as being revised with Addedum #5. Drawing A600 was not issued with Addendum #5.
ALTERNATES:
PROPOSED VE (Provide Clear Description):
FULLY LOADED LABOR RATES
Laborer
Mechanic
Superintendent
Project Manager
SCHEDULE
Prepared shop drawings/submittals
Mobilization
Total duration to complete scope of work
Winner
Company | Sunryse Construction
Contact | Jorge Salcedo
Phone | (772) 219-3506
Email | jorge_scsi@bellsouth.ne
Base Bid | 5009000

## 09 29 Drywall & Frame
Hedrick Plug
[5 empty] | X | Excluded
[5 empty] | I | Included
| BACK TO SUMMARY SHEET |  |  |  |  | Sub Add/Deduct | Bidder 1 |  | Bidder 2 |  | Bidder 3 |  | Bidder 4 |  | Bidder 5 |  | Bidder 6 |  | Bidder 7 |  | Bidder 8
Project: | ERAU Residential Hall & Garage Building |  |  |  |  | Company | Graf's Drywall |  | A&W Construction |  | FL Crane & Sons |  | Collins Construction Company |  | AW Baylor |  | Acousti |  | CS Montiel |  | Mader Southeast
Trade: | Drywall & Framing |  |  |  |  | Contact | Johnny Graf |  | Tom Lewis |  | Wilmer Ixmay |  | Doug Kurtock |  | Gil Hopton |  | Jeremy Ownby |  | Chace Petersen |  | Jake Rubio
CSI Code: | 09 29 00 |  |  |  |  | Phone | 386-804-8331 |  | 386-527-4429 |  | 863-234-3525 |  | 386-615-1967 ext 200 |  | 601-209-8729 |  | 614-330-7498 |  | 386-589-1169 |  | 407-877-8818
Date: | [5 empty] | Email | johnny@grafsdrywall.com |  | TomLewis496@gmail.com |  | wixmay@flcrane.com |  | Dkurtock@collinsfl.com |  | ghopton@awbaylor.com |  | JeremyOwnby@acousti.com |  | chace@1csmontiel.com |  | jrubio@madersoutheast.com
[6 empty] | Adjusted Bid | 4568679.75 |  | 4555195 |  | 5071591 |  | 5852500 |  | 6496420 |  | 7115841 |  | 7918638 |  | 7969235
|  | Plan/ Spec. Package | QTY | U/M | Unit Cost | Subtotal | Yes/No | Price | Yes/No | Price | Yes/No | Price | Yes/No | Price | Yes/No | Price | Yes/No | Price | Yes/No | Price | Yes/No | Price
GENERAL INCLUSIONS
| INCLUDES ALL SALES TAX | [5 empty] | i |  | i |  | i |  | i |  | i |  | i |  | i |  | i
| ALL HOISTING & RIGGING REQUIRED TO COMPLETE THIS SCOPE | [5 empty] | i |  | i |  | i |  | i |  | i |  | i |  | i |  | i
| PROVIDE P&P BONDS | [5 empty] | x | {2.0%} | x |  | x |  | x |  | x |  | x |  | x |  | x
| FLORIDA STATE CONTRACTORS LIC. | [5 empty] | i |  | i |  | i |  | i |  | i |  | i |  | i |  | i
| GENERAL LIABILITY AND WORKERS COMP. INSURANCE LIMITS | [5 empty] | i |  | i |  | i |  | i |  | i |  | i |  | i |  | i
| STATE AND LOCAL TAXES | [5 empty] | i |  | i |  | i |  | i |  | i |  | i |  | x |  | i
| COMPASS | [5 empty] | x |  | x | [7 empty] | I | {4.0}
SPECIFIC TRADE SCOPE OF WORK REQUIREMENTS
| BASE BID | [8 empty] | 4535195 |  | 5051591 |  | 5832500 |  | 6476420 |  | 7095841 |  | 7898638 |  | 7949235
| a. furnish all metal studs, channels, horizontal bracing, gypsum board products and insulation as scheduled | [5 empty] | I |  | I |  | i |  | i |  | i |  | i |  | i |  | i
| b. equipment, lifts, power tools, etc. as required | [5 empty] | I | 3965000 | I |  | i |  | i |  | i |  | i |  | i |  | i
| c. Level 4 finish as typical | [5 empty] | I |  | I |  | i |  | i |  | i |  | i |  | i |  | i
| d. provide in wall backing for cabinets, door frames, fire extinguishers, toilet accessories, etc. as required/scheduled. | [5 empty] | I |  | I |  | i |  | i |  | i |  | i |  | i |  | i
| e. include labor for wall and ceiling layout as required | [5 empty] | I |  | I |  | i |  | i |  | i |  | i |  | i |  | i
| f. provide fire caulking, sound caulking, etc. to complete partition/wall type for a complete wall and ceiling assembly. | [5 empty] | I |  | I |  | i |  | i |  | i |  | i |  | i |  | i
| g. OSHA requirements | [5 empty] | I |  | I |  | i |  | i |  | i |  | i |  | i |  | i
| h. daily clean up for your scope of work | [5 empty] | I |  | I |  | i |  | i |  | i |  | i |  | i |  | i
| Partition Types (S): S4i, S6i, & S8i | G500 |  |  |  |  | I |  | I |  | i |  | i |  | i |  | i |  | i |  | i
| Partition Types (SF): SF1, SF3i, SF4i, SF4iR2 & SF6i, | G500 |  |  |  |  | I |  | I |  | i |  | i |  | i |  | i |  | i |  | i
| Partition Types (SR): SR6i & SR6iR2, | G500 |  |  |  |  | I |  | I |  | i |  | i |  | i |  | i |  | i |  | i
| Partition Types (SH): SH2iR2, SH4iR2, & SH6iR2 | G500 |  |  |  |  | I |  | I |  | i |  | i |  | i |  | i |  | i |  | i
| Partition Types (SH6): SH4iD, SH4iDR2, & SH6iR2 | G500 |  |  |  |  | I |  | I |  | i |  | i |  | i |  | i |  | i |  | i
| 5/8" Type X Drywall throughout per notes | [5 empty] | I |  | I |  | i |  | i |  | i |  | i |  | i
| INTERIOR PARTITIONS | [13 empty] | i |  | i |  | i |  | i
| Level 4 finish as typical | A311 |  |  |  |  | I |  | I |  | i |  | i |  | i |  | i |  | i |  | i
| F&I - Drywall Celings and soffits per RCP | [5 empty] | I |  | I |  | i |  | i |  | i |  | i |  | i |  | i
| F&I - Drywall at the units | [5 empty] | I |  | I |  | i |  | i |  | i |  | i |  | i |  | i | asked
| F&I - Drywall at the corridors and common areas | [5 empty] | I |  | I |  | i |  | i |  | i |  | i |  | i |  | i
| F&I - Drywall at the clubhouse | [5 empty] | I |  | I |  | i |  | i |  | x | asked | i |  | i |  | i | asked
| F&I - Insulation (R-11 UF, R-13 UF & R-19 UF) | [5 empty] | i | 390000 | I |  | i |  | i |  | x | asked | i |  | i |  | i | asked
| F&I - Moisture Resistant drywall at restroom | [5 empty] | I |  | I |  | i |  | i |  | i |  | i |  | i |  | i
| F&I - Tile backer board at wet wall / shower enclosures | [5 empty] | I |  | I |  | i |  | i |  | x | asked | i |  | i |  | i
| F&I - Backing for restroom accessories,cabinetry, countertops & grabbars. | [5 empty] | I |  | I |  | i |  | i |  | i |  | i |  | i |  | i
| F&I - FRP Panels in Janitor Closet | 06 64 000 |  |  |  |  | I |  | I |  | X |  | x |  | x | asked | i |  | i |  | i
| Instllation only - Door Frames (HM / WD) | [5 empty] | i |  | I |  | i |  | i |  |  |  | i |  | i
| Installation only - Acess Panels | [5 empty] | P | 20000 | P | 20000 | P | 20000 | P | 20000 | P | 20000 | i | 20000 | P | 20000 | P | 20000
| EXTERIOR FRAMING | 4/A559 , 5/A641, A600, A601, A602 (Storefronts & MF Canopies) | [14 empty] | i
| F&I - 16ga Studs & Track 16" OC | 5/A521(Roof Expansion Joint) |  |  |  |  | i | 95950 | i |  | i |  | i |  | i |  | i |  |  |  | i
[7 empty] | i | 75000
| Addendum #5 | [5 empty] | i |  | i |  | i |  | i |  | i |  | i |  |  |  | i
[5 empty] | SUBTOTAL |  |  | 4545950 |  | 4555195 |  | 5071591 |  | 5852500 |  | 6496420 |  | 7115841 |  | 7918638 |  | 7969235
[5 empty] | BOND RATE |  | 0.5% |  | 0% |  | 0% |  | 0% |  | 0% |  | 0% |  | 0% |  | 0%
[5 empty] | BOND AMOUNT |  |  | 22729.75 |  | 0 |  | 0 |  | 0 |  | 0 |  | 0 |  | 0 |  | 0
[5 empty] | ADJUSTED TOTAL |  |  | 4568679.75 |  | 4555195 |  | 5071591 |  | 5852500 |  | 6496420 |  | 7115841 |  | 7918638 |  | 7969235
[5 empty] | Cost per SF |  |  | 7.8952 |  | 7.8719 |  | 8.7643 |  | 10.1138 |  | 11.2266 |  | 12.297 |  | 13.6844 |  | 13.7718
[5 empty] | Cost per Unit |  |  | 42697.9416 |  | 42571.9159 |  | 47398.0467 |  | 54696.2617 |  | 60714.2056 |  | 66503.1869 |  | 74005.9626 |  | 74478.8318
QUALIFICATIONS
EXCLUSIONS/OWNER PROVIDED ITEMS:
ALTERNATES:
PROPOSED VE (Provide Clear Description):
FULLY LOADED LABOR RATES
Laborer
Mechanic
Superintendent
Project Manager
SCHEDULE
Prepared shop drawings/submittals
Mobilization
Total duration to complete scope of work
Winner
Company | Graf's Drywall
Contact | Johnny Graf
Phone | 386-804-8331
Email | johnny@grafsdrywall.com
Base Bid | 4568679.75

## 09 30 Tile
Hedrick Plug
[5 empty] | X | Excluded
[5 empty] | I | Included
| BACK TO SUMMARY SHEET |  |  |  |  | Sub Add/Deduct | Bidder 1 |  | Bidder 2 |  | Bidder 3 |  | Bidder 4 |  | Bidder 5 |  | Bidder 6
Project: | ERAU Residential Hall & Garage Building |  |  |  |  | Company | Spraggins, Inc. |  | Permiter Floors |  | Jack Walsh |  | Texas Flooring Contractors
Trade: | Tile |  |  |  |  | Contact | Robert Riddley |  | Nicko Barrera |  | Michael Teitelbaum |  | Timothy Greuter
CSI Code: | 09 30 00 |  |  |  |  | Phone | 724-290-3332 |  | 470-851-1859 |  | 561-659-4846
Date: | [5 empty] | Email | rridley@spragginsinc.com |  | nicko.barrera@perimeterfloors.com |  | michael@jackwalshcarpets.com |  | tim@texascontractfloors.com
[6 empty] | Adjusted Bid | 459979.2741 |  | 511220.76 |  | 659849.87 |  | 527616.82
|  | Plan/ Spec. Package | QTY | U/M | Unit Cost | Subtotal | Yes/No | Price | Yes/No | Price | Yes/No | Price | Yes/No | Price | Yes/No | Price | Yes/No | Price
GENERAL INCLUSIONS
| INCLUDES ALL SALES TAX | [5 empty] | i |  | i |  | i |  | i
| ALL HOISTING & RIGGING REQUIRED TO COMPLETE THIS SCOPE | [5 empty] | i |  | i |  | i |  | i
| PROVIDE P&P BONDS | [5 empty] | x | {2.0%} | x |  | x |  | x
| FLORIDA STATE CONTRACTORS LIC. | [5 empty] | i |  | i |  | i |  | i
| GENERAL LIABILITY AND WORKERS COMP. INSURANCE LIMITS | [5 empty] | i |  | i |  | i |  | i
| STATE AND LOCAL TAXES | [5 empty] | i |  | i |  | i |  | i
| COMPASS | [5 empty] | x
SPECIFIC TRADE SCOPE OF WORK REQUIREMENTS
BASE BID
COMMON AREAS
| FT01 - Floor Tile: Crossville, Owen Stone, Mittens OST04, Matte Grey, 24" x 24" |  | 1537 | SF |  |  | i | 23816 | i | 22981.14 | i | 145206.63 | i | 151100
| TBD - Floor Tile: Specs TBD 12" x 24" |  | 91 | SF |  |  | P | 816.82 | i | 816.82 | P | 816.82 | P | 816.82
| WT01 - Wall Tile: Crossvile BRI26 Swatches/Sprucem Olive, 12" x 24" Subway Wall Tile |  | 1153 | SF |  |  | i | 114414 | i | 18725.98 | i |  | i | 22100
| WT02 - Wall Tile: Ruben Sorhegui Tile, PB757T, Semi Matt, 24" x 72" Subway Wall Tile |  | 5890 | SF |  |  | x |  | i | 189174.23 | i |  | ? | 4200
| Tile Labor for Install | [5 empty] | i |  | i |  | i | 121133.3 | i
| Floor protection | [5 empty] | P | 9950
UNITS
| FT02 - Floor Tile: Crossville, Owen Stone, Down - OST101, Matt, Grey, 24" x 24" |  | 18122 | SF |  |  | i | 286694 | i | 279522.59 | i | 264508.67 | i | 349400
| Tile Labor for Install | [5 empty] | i |  | i |  | i | 128184.45 | i
[7 empty] | P | 22000
[5 empty] | SUBTOTAL |  |  | 457690.82 |  | 511220.76 |  | 659849.87 |  | 527616.82 |  | 0 |  | 0
[5 empty] | BOND RATE |  | 0.5% |  | 0% |  | 0% |  | 0% |  | 0% |  | 0%
[5 empty] | BOND AMOUNT |  |  | 2288.4541 |  | 0 |  | 0 |  | 0 |  | 0 |  | 0
[5 empty] | ADJUSTED TOTAL |  |  | 459979.2741 |  | 511220.76 |  | 659849.87 |  | 527616.82 |  | 0 |  | 0
[5 empty] | Cost per SF |  |  | 0.7949 |  | 0.88345 |  | 1.1403 |  | 0.91179 |  | 0 |  | 0
[5 empty] | Cost per Unit |  |  | 4298.8717 |  | 4777.7641 |  | 6166.8212 |  | 4930.9983 |  | 0 |  | 0
QUALIFICATIONS
EXCLUSIONS/OWNER PROVIDED ITEMS:
ALTERNATES:
PROPOSED VE (Provide Clear Description):
FULLY LOADED LABOR RATES
Laborer
Mechanic
Superintendent
Project Manager
SCHEDULE
Prepared shop drawings/submittals
Mobilization
Total duration to complete scope of work
Winner
Company | Spraggins, Inc.
Contact | Robert Riddley
Phone | 724-290-3332
Email | rridley@spragginsinc.com
Base Bid | 459979.2741

## 09 51 ACT
Hedrick Plug
[5 empty] | X | Excluded
[5 empty] | I | Included
| BACK TO SUMMARY SHEET |  |  |  |  | Sub Add/Deduct | Bidder 1 |  | Bidder 2 |  | Bidder 3 |  | Bidder 4 |  | Bidder 5 |  | Bidder 6
Project: | ERAU Residential Hall & Garage Building |  |  |  |  | Company | Collins Construction Company |  | FL Crane & Sons |  | Acousti
Trade: | Acoustical Ceilings |  |  |  |  | Contact | Juan Arias |  | Ben Puente |  | Daniel Morgan
CSI Code: | 09 41 00 |  |  |  |  | Phone | 321-272-5003 |  | 786-548-8382 |  | 904-781-9355 ext 4401
Date: | [5 empty] | Email | jarias@collinsfl.com |  | bpuente@flcrane.com |  | danielmorgan@acousti.com
[6 empty] | Adjusted Bid | 307128 |  | 394455.71 |  | 629434
|  | Plan/ Spec. Package | QTY | U/M | Unit Cost | Subtotal | Yes/No | Price | Yes/No | Price | Yes/No | Price | Yes/No | Price | Yes/No | Price | Yes/No | Price
GENERAL INCLUSIONS
| INCLUDES ALL SALES TAX | [5 empty] | i |  | i |  | i
| ALL HOISTING & RIGGING REQUIRED TO COMPLETE THIS SCOPE | [5 empty] | i |  | i |  | i
| PROVIDE P&P BONDS | [5 empty] | x | {2.0%} | x |  | x
| FLORIDA STATE CONTRACTORS LIC. | [5 empty] | i |  | i |  | i
| GENERAL LIABILITY AND WORKERS COMP. INSURANCE LIMITS | [5 empty] | i |  | i |  | i
| STATE AND LOCAL TAXES | [5 empty] | i |  | i |  | i
| COMPASS | [5 empty] | x | {1.9} | x |  | x
SPECIFIC TRADE SCOPE OF WORK REQUIREMENTS
| BASE BID | [6 empty] | 305600 |  | 394455.71 |  | 629434
1st Floor
| 2' x 4' ACT Tile |  | 12700 | SF |  |  | i |  | i |  | i
| 2' x 2' ACT Tile |  | 15220 | SF |  |  | i |  | i |  | i
| Axiom & Angled Knife edge at Lobby Ceilings | Detail 11/13 on A850 |  | SF |  |  | i |  | i
2nd - 5th Floor
| 2' x 4' ACT Tile | A811, A812, A813, A814, A821, A822, A823, A824 | 0 | SF |  |  | i |  | i |  | i
| 2' x 2' ACT Tile |  | 28600 | SF |  |  | i |  | i |  | i
6th Floor
| 2' x 4' ACT Tile |  | 0 | SF |  |  | i |  | i |  | i
| 2' x 2' ACT Tile |  | 7150 | SF |  |  | i |  | i |  | i
Manufacturer:
| ACT-1: Armstrong 15/16 White Prelude Ceiling Grid & Fine Fissure Ceiling Tile #1732 Tegular (2" x 2") | [5 empty] | i |  | i |  | i
| ACT-2: Armstrong 15/16 White Prelude Ceiling Grid & Fine Fissure Ceiling Tile #1733 Tegular (2" x 4") | [5 empty] | i |  | i |  | i
[5 empty] | SUBTOTAL |  |  | 305600 |  | 394455.71 |  | 629434 |  | 0 |  | 0 |  | 0
[5 empty] | BOND RATE |  | 0.5% |  | 0% |  | 0% |  | 0% |  | 0% |  | 0%
[5 empty] | BOND AMOUNT |  |  | 1528 |  | 0 |  | 0 |  | 0 |  | 0 |  | 0
[5 empty] | ADJUSTED TOTAL |  |  | 307128 |  | 394455.71 |  | 629434 |  | 0 |  | 0 |  | 0
[5 empty] | Cost per SF |  |  | 0.53075 |  | 0.68167 |  | 1.0877 |  | 0 |  | 0 |  | 0
[5 empty] | Cost per Unit |  |  | 2870.3551 |  | 3686.502 |  | 5882.5607 |  | 0 |  | 0 |  | 0
QUALIFICATIONS
EXCLUSIONS/OWNER PROVIDED ITEMS:
ALTERNATES:
| ACTL: Add Sealant at ACT Permiter | [6 empty] | 10130
PROPOSED VE (Provide Clear Description):
FULLY LOADED LABOR RATES
Laborer
Mechanic
Superintendent
Project Manager
SCHEDULE
Prepared shop drawings/submittals
Mobilization
Total duration to complete scope of work
Winner
Company | Collins Construction Company
Contact | Juan Arias
Phone | 321-272-5003
Email | jarias@collinsfl.com
Base Bid | 307128

## 09 60 Flooring
Hedrick Plug
|  |  |  | X | Excluded
|  |  |  | I | Included
| BACK TO SUMMARY SHEET |  |  |  | Sub Add/Deduct | Bidder 1 |  | Bidder 2 |  | Bidder 3 |  | Bidder 4 |  | Bidder 5 |  | Bidder 6
Project: | ERAU Residential Hall & Garage Building |  |  |  | Company | Spraggins, Inc. |  | Texas Flooring Contractors |  | Permiter Floors |  | Jack Walsh |  | General Properties
Trade: | Carpet VCT |  |  |  | Contact | Robert Riddley |  | Timothy Greuter |  | Nicko Barrera |  | Michael Teitelbaum |  | Jennifer Nunez
CSI Code: | 09 60 00 Flooring |  |  |  | Phone | 724-290-3332 |  |  |  | 470-851-1859 |  | 561-659-4846
Date: |  |  |  |  | Email | rridley@spragginsinc.com |  | tim@texascontractfloors.com |  | nicko.barrera@perimeterfloors.com |  | michael@jackwalshcarpets.com
[6 empty] | 1074874.7757 |  | 1246427.96 |  | 1343956.01 |  | 1501126.37 |  | 1878704.6
GENERAL INCLUSIONS
| INCLUDES ALL SALES TAX |  |  |  |  | i |  | i |  | i |  | i
| ALL HOISTING & RIGGING REQUIRED TO COMPLETE THIS SCOPE |  |  |  |  | i |  | i |  | i |  | i
| PROVIDE P&P BONDS |  |  |  |  | x | {2.0%} | x |  | x |  | x
| FLORIDA STATE CONTRACTORS LIC. |  |  |  |  | i |  | i |  | i |  | i
| GENERAL LIABILITY AND WORKERS COMP. INSURANCE LIMITS |  |  |  |  | i |  | i |  | i |  | i
| STATE AND LOCAL TAXES |  |  |  |  | i |  | i |  | i |  | i
| COMPASS |  |  |  |  | x
SPECIFIC TRADE SCOPE OF WORK REQUIREMENTS
BASE BID
COMMON AREAS
| CPT01 - Carpet Tiles Flooring: J+J Flooring, Cubist Collection, 18" x 36" | 1472 | SY |  |  | i | 75720 | P | 93465.99 | i | 93465.99 | i | 338208.83 | i | 1064909.45
| CPT02 - Carpet Tiles Flooring: Shaw Contract Stonework Tile 24" x 24" | 5755 | SY |  |  | i | 255804 | P | 255804 | i | 360461.47
| PVP01 - Vinyl Floor Planks with Wooden Parquet Texture: Shaw Contract, Colorlink 5mm thick, 8" x 48" | 34861 | SF |  |  | i | 161799 | i | 257600 | i | 221473.1 | i | 201336.17
| Transitions |  |  |  |  | P | 3633.17 | i | 25000 | i | 3633.17
| Minor Floor Prep |  |  |  |  | P | 2773.08 | i | 9000 | i | 2773.08
| Carpet Labor for Install |  |  |  |  | i | 12258 | i |  | i |  | i | 37043.12
| LVT Labor for Install |  |  |  |  | i | 38435 | i |  | i |  | i | 61789.65
| UNITS | 71190 |  | 2.1028
| CPT03 - Carpet Tiles Flooring: J+J Flooring, Amelia N9131, 12' W | 7910 | SY | 18.9254 |  | i | 103062 | i | 149700 | i | 157684.9 | i | 265676.64 | i | 813795.15
| PVT01 - Vinyl Floor Planks with Wooden Parquet Texture: Shaw Contract, Inlet II 5mm thick, 9" x 48" | 62712 | SF |  |  | i | 273649 | i | 432600 | i | 474063.41 | i | 387003.78
| Minor Floor Prep |  |  |  |  | P | 2737.97 | P | 2737.97 | i | 2737.97 | i
| Reducer |  |  |  |  | P | 7142.92 | i |  | i | 7142.92 | i
| Carpet Labor for Install |  |  |  |  | i | 45046 | i |  | i |  | i | 38394.84
| LVT Labor for Install |  |  |  |  | i | 66947 | i |  | i |  | i | 151153.34
| Floor Protection |  |  |  |  | P
| Solid surface window sills (4"x3/4" x 4'-4" long) - Standard Carrara |  |  |  |  | P | 20520 | P | 20520 | P | 20520 | P | 20520
|  |  |  | SUBTOTAL |  |  | 1069527.14 |  | 1246427.96 |  | 1343956.01 |  | 1501126.37 |  | 1878704.6 |  | 0
|  |  |  | BOND RATE |  | 0.5% |  | 0% |  | 0% |  | 0% |  | 0% |  | 0%
|  |  |  | BOND AMOUNT |  |  | 5347.6357 |  | 0 |  | 0 |  | 0 |  | 0 |  | 0
|  |  |  | ADJUSTED TOTAL |  |  | 1074874.7757 |  | 1246427.96 |  | 1343956.01 |  | 1501126.37 |  | 1878704.6 |  | 0
|  |  |  | Cost per SF |  |  | 1.8575 |  | 2.154 |  | 2.3225 |  | 2.5941 |  | 3.2466 |  | 0
|  |  |  | Cost per Unit |  |  | 10045.5587 |  | 11648.8594 |  | 12560.3365 |  | 14029.2184 |  | 17557.9869 |  | 0
QUALIFICATIONS
EXCLUSIONS/OWNER PROVIDED ITEMS:
ALTERNATES:
| LVT (Alt #14): Shaw Branching Out 5mm Acoustic 6x48 /Color Praire Oak/ Herringbone: Deduct ($124,910) | [5 empty] | -124910
PROPOSED VE (Provide Clear Description):
FULLY LOADED LABOR RATES
Laborer
Mechanic
Superintendent
Project Manager
SCHEDULE
Prepared shop drawings/submittals
Mobilization
Total duration to complete scope of work
Winner
Company | Spraggins, Inc.
Contact | Robert Riddley
Phone | 724-290-3332
Email | nicko.barrera@perimeterfloors.com
Base Bid | 1074874.7757

## 09 67 Fluid - Apply Fl (hidden)
Hedrick Plug
[5 empty] | X | Excluded
[5 empty] | I | Included |  |  | 9544464105 |  | 2704855874
| BACK TO SUMMARY SHEET |  |  |  |  | Sub Add/Deduct | Bidder 1 |  | Bidder 2 |  | Bidder 3 |  | Bidder 4 |  | Bidder 5 |  | Bidder 6
Project: | ERAU Residential Hall & Garage Building |  |  |  |  | Company
Trade: | Fluid-Applied Flooring |  |  |  |  | Contact
CSI Code: | 09 67 |  |  |  |  | Phone
Date: | [5 empty] | Email
Adjusted Bid
|  | Plan/ Spec. Package | QTY | U/M | Unit Cost | Subtotal | Yes/No | Price | Yes/No | Price | Yes/No | Price | Yes/No | Price | Yes/No | Price | Yes/No | Price
GENERAL INCLUSIONS
INCLUDES ALL SALES TAX
ALL HOISTING & RIGGING REQUIRED TO COMPLETE THIS SCOPE
PROVIDE P&P BONDS
FLORIDA STATE CONTRACTORS LIC.
GENERAL LIABILITY AND WORKERS COMP. INSURANCE LIMITS
STATE AND LOCAL TAXES
SPECIFIC TRADE SCOPE OF WORK REQUIREMENTS
BASE BID
[5 empty] | SUBTOTAL |  |  | 0 |  | 0 |  | 0 |  | 0 |  | 0 |  | 0
[5 empty] | BOND RATE |  | 0% |  | 0% |  | 0% |  | 0% |  | 0% |  | 0%
[5 empty] | BOND AMOUNT |  |  | 0 |  | 0 |  | 0 |  | 0 |  | 0 |  | 0
[5 empty] | ADJUSTED TOTAL |  |  | 0 |  | 0 |  | 0 |  | 0 |  | 0 |  | 0
[5 empty] | Cost per SF |  |  | 0 |  | 0 |  | 0 |  | 0 |  | 0 |  | 0
[5 empty] | Cost per Unit |  |  | 0 |  | 0 |  | 0 |  | 0 |  | 0 |  | 0
QUALIFICATIONS
EXCLUSIONS/OWNER PROVIDED ITEMS:
ALTERNATES:
PROPOSED VE (Provide Clear Description):
FULLY LOADED LABOR RATES
Laborer
Mechanic
Superintendent
Project Manager
SCHEDULE
Prepared shop drawings/submittals
Mobilization
Total duration to complete scope of work
Winner
Company
Contact
Phone
Email
Base Bid

## 09 90 Painting
Hedrick Plug
[5 empty] | X | Excluded
[5 empty] | I | Included
| BACK TO SUMMARY SHEET |  |  |  |  | Sub Add/Deduct | Bidder 1 |  | Bidder 2 |  | Bidder 3 |  | Bidder 4 |  | Bidder 5 |  | Bidder 6
Project: | ERAU Residential Hall & Garage Building |  |  |  |  | Company | SPR Services, Inc. |  | MTD Painting |  | Dunkman Paint & Wallcovering |  | Percopo Coatings Company |  | S. David & Co. |  | Vintage Painting
Trade: | Painting |  |  |  |  | Contact | Gerardo Almaraz |  | Mike Tietjen |  | Paul Dunkman |  | Edward Danow |  | Steve Nordstrom |  | Patrick Beuzet
CSI Code: | 09 90 00 |  |  |  |  | Phone | 407-834-0031 |  | 321-381-6724 |  | 407-423-9935 |  | 407-331-3805 |  | 904-446-9520 |  | 386-760-0611
Date: | [5 empty] | Email | bids@sprservices.com |  | mike.t@mtdpainting.com |  | estimating@dunkmanpaint.com |  | edanow@pccusa.com |  | Steve@sdavid.com |  | patrickb@vintagepaintinginc.com
[6 empty] | Adjusted Bid | 824705 |  | 843992.8 |  | 855845 |  | 861574 |  | 1321800 |  | 1371040
|  | Plan/ Spec. Package | QTY | U/M | Unit Cost | Subtotal | Yes/No | Price | Yes/No | Price | Yes/No | Price | Yes/No | Price | Yes/No | Price | Yes/No | Price
GENERAL INCLUSIONS
| INCLUDES ALL SALES TAX | [5 empty] | i |  | i |  | i |  | i |  | i |  | i
| ALL HOISTING & RIGGING REQUIRED TO COMPLETE THIS SCOPE | [5 empty] | i |  | i |  | i |  | i |  | i |  | i
| PROVIDE P&P BONDS | [5 empty] | x |  | x | {3.0%} | x |  | x |  | x |  | x
| FLORIDA STATE CONTRACTORS LIC. | [5 empty] | i |  | i |  | i |  | i |  | i |  | i
| GENERAL LIABILITY AND WORKERS COMP. INSURANCE LIMITS | [5 empty] | i |  | i |  | i |  | i |  | i |  | i
| STATE AND LOCAL TAXES | [5 empty] | i |  | i |  | i |  | i |  | i |  | i
| COMPASS | [5 empty] | x | {4.0} | x | {2.0} | x |  | x |  | x |  | x
SPECIFIC TRADE SCOPE OF WORK REQUIREMENTS
BASE BID
| Painting, incl.: | [5 empty] | i | 23046 | i |  | I | 769999 | i | 861574 | i | 1321800 | i | 1371040
| a. specified painting products as scheduled | [5 empty] | i |  | i |  | I |  | i |  | i |  | i
| b. equipment, lifts, sprayers, etc. | [5 empty] | i |  | i |  | I |  | i |  | i |  | i
| c. beauty bead caulking at interior and exterior work | [5 empty] | i |  | i |  | I |  | i |  | i |  | i
| d. protection for adjacent work, including flooring | [5 empty] | i |  | i |  | I |  | i |  | i |  | i
| e. OSHA requirements | [5 empty] | i |  | i |  | I |  | i |  | i |  | i
| f. daily cleaup | [5 empty] | i |  | i |  | I |  | i |  | i |  | i
| g. Above scope included for: | [5 empty] | i |  | i |  | I |  | i |  | i |  | i
| Exterior: | [5 empty] | i | 718613 | i | 175000 | i |  | i |  | i |  | i
| a. doors and frames | [5 empty] | i |  | i |  | i |  | i |  | i |  | i
| b. stucco walls | [5 empty] | i |  | i |  | i |  | i |  | i |  | i
| c. stucco bands | [5 empty] | i |  | i |  | i |  | i |  | i |  | i
| d. soffits | [5 empty] | i |  | i | 54720 | i |  | i |  | i |  | i
Interior:
| a. doors and frames | [5 empty] | i | 45100 | i | 495000 | i |  | i |  | i |  | i
| b. drywall partitions | [5 empty] | i |  | i |  | i |  | i |  | i |  | i
| c. drywall ceilings | [5 empty] | i |  | i |  | i |  | i |  | i |  | i
Metal:
| a. interior metal railingw/ electrostatic coating | [5 empty] | i | 4500 | i | 96800 | I | 52400 | I |  | i |  | i
| b. interior stairwell handrail and guard rail | [5 empty] | i | 33446 | i | 10000 | P | 33446 | I |  | i |  | i
[5 empty] | SUBTOTAL |  |  | 824705 |  | 831520 |  | 855845 |  | 861574 |  | 1321800 |  | 1371040
[5 empty] | BOND RATE |  | 0% |  | 1.5% |  | 0% |  | 0% |  | 0% |  | 0%
[5 empty] | BOND AMOUNT |  |  | 0 |  | 12472.8 |  | 0 |  | 0 |  | 0 |  | 0
[5 empty] | ADJUSTED TOTAL |  |  | 824705 |  | 843992.8 |  | 855845 |  | 861574 |  | 1321800 |  | 1371040
[5 empty] | Cost per SF |  |  | 1.4252 |  | 1.4585 |  | 1.479 |  | 1.4889 |  | 2.2842 |  | 2.3693
[5 empty] | Cost per Unit |  |  | 7707.5234 |  | 7887.7832 |  | 7998.5514 |  | 8052.0935 |  | 12353.271 |  | 12813.4579
QUALIFICATIONS
EXCLUSIONS/OWNER PROVIDED ITEMS:
ALTERNATES:
| Wall Covering: Furnish and Install Interior Wall Graphics (WP-01 to WP-08) |  |  |  |  | 303578 | [7 empty] | 252216 |  |  |  | 57660
| Alternate No. 5 Primed and Painted railings in lieu of Electrospray ESP coating | [7 empty] | i | -42400 |  | 25995 |  | 29807
| Alternate No. 2 Epoxy Paint in Corridors in Lieu of standard paint | [6 empty] | 149488 |  |  |  | 38975 |  | 19503 |  |  |  | 16504
| Paint Parking Garage Walls & Ceilings | [8 empty] | 620000
| Paint Parking Garage Misc & Metals (Bollards, Sprinkler Pipe, Corner Guards) | [8 empty] | 315000
PROPOSED VE (Provide Clear Description):
FULLY LOADED LABOR RATES
Laborer
Mechanic
Superintendent
Project Manager
SCHEDULE
Prepared shop drawings/submittals
Mobilization
Total duration to complete scope of work
Winner
Company | MTD Painting
Contact | Mike Tietjen
Phone | 321-381-6724
Email | mike.t@mtdpainting.com
Base Bid | 843992.8

## 09 96 Fluid Applied Flooring
Hedrick Plug
[5 empty] | X | Excluded
[5 empty] | I | Included
| BACK TO SUMMARY SHEET |  |  |  |  | Sub Add/Deduct | Bidder 1 |  | Bidder 2 |  | Bidder 3 |  | Bidder 4 |  | Bidder 5 |  | Bidder 6
Project: | ERAU Residential Hall & Garage Building |  |  |  |  | Company | Percopo Coatings Company |  | EPA |  | S. David Flooring
Trade: | Fluid Applied Flooring |  |  |  |  | Contact | Edward Danow |  | Paul Hoffman |  | Travis Padget
CSI Code: | 09 96 00 |  |  |  |  | Phone | 407-331-3805 |  | 772-404-4751 |  | 904-687-3275
Date: | [5 empty] | Email | edanow@pccusa.com |  | paul@epaflorida.com |  | travis@sdavidflooring.com
[6 empty] | Adjusted Bid | 112682.67 |  | 161690 |  | 260000
|  | Plan/ Spec. Package | QTY | U/M | Unit Cost | Subtotal |  | Price | Yes/No | Price | Yes/No | Price | Yes/No | Price | Yes/No | Price | Yes/No | Price
GENERAL INCLUSIONS
| INCLUDES ALL SALES TAX | [5 empty] | i |  | i |  | i
| ALL HOISTING & RIGGING REQUIRED TO COMPLETE THIS SCOPE | [5 empty] | i |  | i |  | i
| PROVIDE P&P BONDS | [5 empty] | x | {2.5%} | x |  | x
| FLORIDA STATE CONTRACTORS LIC. | [5 empty] | i |  | i |  | i
| GENERAL LIABILITY AND WORKERS COMP. INSURANCE LIMITS | [5 empty] | i |  | i |  | i
| STATE AND LOCAL TAXES | [5 empty] | i |  | i |  | i
| COMPASS | [5 empty] | x | {2.0} | x |  | x
SPECIFIC TRADE SCOPE OF WORK REQUIREMENTS
| BASE BID |  | 58574 |  | 2.7604 |  |  | 111567 |  | 161690 |  | 260000
| Prep substrate / diamond grinding | [5 empty] | i |  | i |  | i
| Fill / Repair Cracks as needed | [5 empty] | i |  | i |  | i
| F&I - Epoxy Flooring (Sherwin Willliams - Resdudeck) | [5 empty] | i |  | i |  | i
| F&I - Top coat (Aliphatic polyeurea elastomeric) | [5 empty] | i |  | i |  | i
1st Floor
| EPF01 - Epoxy Flooring (Gray Color) |  | 4474 | SF |  |  | i |  | i |  | i
2nd - 6th Floor
| EPF01 - Epoxy Flooring (Gray Color) |  | 54100 | SF |  |  | i |  | i |  | i
[5 empty] | SUBTOTAL |  |  | 111567 |  | 161690 |  | 260000 |  | 0 |  | 0 |  | 0
[5 empty] | BOND RATE |  | 1% |  | 0% |  | 0% |  | 0% |  | 0% |  | 0%
[5 empty] | BOND AMOUNT |  |  | 1115.67 |  | 0 |  | 0 |  | 0 |  | 0 |  | 0
[5 empty] | ADJUSTED TOTAL |  |  | 112682.67 |  | 161690 |  | 260000 |  | 0 |  | 0 |  | 0
[5 empty] | Cost per SF |  |  | 0.19473 |  | 0.27942 |  | 0.44931 |  | 0 |  | 0 |  | 0
[5 empty] | Cost per Unit |  |  | 1053.1091 |  | 1511.1215 |  | 2429.9065 |  | 0 |  | 0 |  | 0
QUALIFICATIONS
EXCLUSIONS/OWNER PROVIDED ITEMS:
ALTERNATES:
| Epoxy Flooring: Moisture Test | [10 empty] | 8415
| Epoxy Flooring: Moisture Mitigating Primer Based on Moisture Test Results | [10 empty] | 43740
| Epoxy Flooring: Mockups | [10 empty] | 3280
PROPOSED VE (Provide Clear Description):
FULLY LOADED LABOR RATES
Laborer
Mechanic
Superintendent
Project Manager
SCHEDULE
Prepared shop drawings/submittals
Mobilization
Total duration to complete scope of work
Winner
Company | Percopo Coatings Company
Contact | Edward Danow
Phone | 407-331-3805
Email | edanow@pccusa.com
Base Bid | 112682.67

## 10 14 Signage
Hedrick Plug
[5 empty] | X | Excluded
[5 empty] | I | Included
| BACK TO SUMMARY SHEET |  |  |  |  | Sub Add/Deduct | Bidder 1 |  | Bidder 2 |  | Bidder 3 |  | Bidder 4 |  | Bidder5 |  | Bidder6
Project: | ERAU Residential Hall & Garage Building |  |  |  |  | Company | Identity Group
Trade: | Signage |  |  |  |  | Contact | Desiree Reynolds
CSI Code: | 10 14 00 |  |  |  |  | Phone | 316-200-1598
Date: | [5 empty] | Email | desiree.reynolds@identitygroup.com
[6 empty] | Adjusted Bid | 20000 |  | 0 |  | 0 |  | 0 |  | 0 |  | 0
|  | Plan/ Spec. Package | QTY | U/M | Unit Cost | Subtotal | Yes/No | Price | Yes/No | Price | Yes/No | Price | Yes/No | Price | Yes/No | Price | Yes/No | Price
GENERAL INCLUSIONS
INCLUDES ALL SALES TAX
ALL HOISTING & RIGGING REQUIRED TO COMPLETE THIS SCOPE
PROVIDE P&P BONDS
FLORIDA STATE CONTRACTORS LIC.
GENERAL LIABILITY AND WORKERS COMP. INSURANCE LIMITS
STATE AND LOCAL TAXES
SPECIFIC TRADE SCOPE OF WORK REQUIREMENTS
BASE BID
| ALLOWANCE ONLY PER ADDENDUM #3 | [5 empty] | I | 20000
Interior Signage - INCLUDED
Exterior Signage - EXCLUDED
[5 empty] | SUBTOTAL |  |  | 20000 |  | 0 |  | 0 |  | 0 |  | 0 |  | 0
[5 empty] | BOND RATE |  | 0% |  | 0% |  | 0% |  | 0% |  | 0% |  | 0%
[5 empty] | BOND AMOUNT |  |  | 0 |  | 0 |  | 0 |  | 0 |  | 0 |  | 0
[5 empty] | ADJUSTED TOTAL |  |  | 20000 |  | 0 |  | 0 |  | 0 |  | 0 |  | 0
[5 empty] | Cost per SF |  |  | 0.034562 |  | 0 |  | 0 |  | 0 |  | 0 |  | 0
[5 empty] | Cost per Unit |  |  | 186.9159 |  | 0 |  | 0 |  | 0 |  | 0 |  | 0
QUALIFICATIONS
EXCLUSIONS/OWNER PROVIDED ITEMS:
ALTERNATES:
| Signage: Furnish and Install (6) Exterior Wall Graphics (26' x 86') |  | 1 | ls | 350000 | 350000
PROPOSED VE (Provide Clear Description):
FULLY LOADED LABOR RATES
Laborer
Mechanic
Superintendent
Project Manager
SCHEDULE
Prepared shop drawings/submittals
Mobilization
Total duration to complete scope of work
Winner
Company
Contact
Phone
Email
Base Bid | 20000

## 10 20 Toilet Partitions & Bath
Hedrick Plug
[5 empty] | X | Excluded
[5 empty] | I | Included
| BACK TO SUMMARY SHEET |  |  |  |  | Sub Add/Deduct | Bidder 1 |  | Bidder 2 |  | Bidder 3 |  | Bidder 4 |  | Bidder5 |  | Bidder6
Project: | ERAU Residential Hall & Garage Building |  |  |  |  | Company | SDI |  | Terrick |  | Interior Specialties |  | Avena Inc.
Trade: | Toilet Partitions & Bath Accessories |  |  |  |  | Contact | Mike Cooper |  | TJ Cline |  | Carolyn Haley |  | Hannah Raharjo
CSI Code: | 10 20 00 |  |  |  |  | Phone | 727-753-8078 |  | 407-298-1909 |  | 407-539-1303 |  | 770-789-2890
Date: | [5 empty] | Email | Mcooper@specialtiesdirect.com |  | tj-terrick@cfl.rr.com |  | chaley@interiorspecialties.com |  | hanna@asterakb.com
[6 empty] | Adjusted Bid | 455202.69 |  | 481270.54 |  | 302971.71 |  | 0 |  | 0 |  | 0
|  | Plan/ Spec. Package | QTY | U/M | Unit Cost | Subtotal | Yes/No | Price | Yes/No | Price | Yes/No | Price | Yes/No | Price | Yes/No | Price | Yes/No | Price
GENERAL INCLUSIONS
| INCLUDES ALL SALES TAX | [5 empty] | i |  | i |  | i
| ALL HOISTING & RIGGING REQUIRED TO COMPLETE THIS SCOPE | [5 empty] | i |  | i |  | i
| PROVIDE P&P BONDS | [5 empty] | x | {2.0%} | x |  | x
| FLORIDA STATE CONTRACTORS LIC. | [5 empty] | i |  | i |  | i
| GENERAL LIABILITY AND WORKERS COMP. INSURANCE LIMITS | [5 empty] | i |  | i |  | i
| STATE AND LOCAL TAXES | [5 empty] | i |  | i |  | i
| COMPASS | [5 empty] | x | {4.0}
SPECIFIC TRADE SCOPE OF WORK REQUIREMENTS
BASE BID
TOILET PARTITIONS & ACCESSORIES - PUBLIC
| TOILET PARTITIONS - NO SPEC GIVEN | [5 empty] | P | 34305 | P | 34305 | i | 34305
| F1 - 42" Grab Bar |  | 12 | ea |  |  | i |  | i | 34215 | i | 24443.32 | i
| F2 - 36" Grab Bar |  | 12 | ea |  |  | i |  | i |  | i
| F3 - Toiler Tissue Dispenser |  | 24 | ea |  |  | i |  | i |  | i
| F4 - Paper Towel Dispenser |  | 20 | ea |  |  | i |  | i |  | i
| F5 - Soap Dispenser |  | 20 | ea |  |  | i |  | i |  | i
| F6 - 2' 6" x 3' 8" Framed Mirror |  | 12 | ea |  |  | i |  | P | 1928.64 | i
| F15 - 24" Grab Bar |  | 1 | ls |  |  | i |  | i |  | i
| F16 - Towel Bar |  | 1 | ls |  |  | i |  | i |  | i
| Installation | [5 empty] | i |  | i | 34215 | i
| Taxes | [5 empty] | i |  | i | 2052.9 | i
TOILET PARTITIONS & ACCESSORIES - UNITS (BOBRICK)
| F3 - Toiler Tissue Dispenser |  | 418 | ea |  |  | i | 322225 | i | 236690 | i | 232244.39
| F6 - 2' 6" x 3' 8" Framed Mirror |  | 418 | ea |  |  | i |  | i | 67180 | i
| F7 - Robe Hook |  | 418 | ea |  |  | i |  | I |  | i
| F8 - Folding Shower Seat |  | 22 | ea |  |  | P | 11979 | i |  | P | 11979
| F9 - Shower Curtain Rod |  | 418 | ea |  |  | i |  | i |  | i
| F12 - Medicine Cabinet |  | 418 | ea |  |  | i |  | i |  | i
| F14 - 48" Grab Bar |  | 22 | ea |  |  | i |  | i |  | i
| F15 - 24" Grab Bar |  | 22 | ea |  |  | i |  | i |  | i
| F16 - Towel Bar |  | 396 | ea |  |  | i |  | i |  | i
| Installation |  | 1 | ls |  |  | i | 84429 | i | 56482.6 | i
| Taxes |  | 1 | ls |  |  | i |  | i | 14201.4 | i
[5 empty] | SUBTOTAL |  |  | 452938 |  | 481270.54 |  | 302971.71 |  | 0 |  | 0 |  | 0
[5 empty] | BOND RATE |  | 0.5% |  | 0% |  | 0% |  | 0% |  | 0% |  | 0%
[5 empty] | BOND AMOUNT |  |  | 2264.69 |  | 0 |  | 0 |  | 0 |  | 0 |  | 0
[5 empty] | ADJUSTED TOTAL |  |  | 455202.69 |  | 481270.54 |  | 302971.71 |  | 0 |  | 0 |  | 0
[5 empty] | Cost per SF |  |  | 0.78665 |  | 0.83169 |  | 0.52357 |  | 0 |  | 0 |  | 0
[5 empty] | Cost per Unit |  |  | 4254.2307 |  | 4497.8555 |  | 2831.5113 |  | 0 |  | 0 |  | 0
QUALIFICATIONS
EXCLUSIONS/OWNER PROVIDED ITEMS:
ALTERNATES:
PROPOSED VE (Provide Clear Description):
FULLY LOADED LABOR RATES
Laborer
Mechanic
Superintendent
Project Manager
SCHEDULE
Prepared shop drawings/submittals
Mobilization
Total duration to complete scope of work
Winner
Company | Interior Specialties
Contact | Carolyn Haley
Phone | 407-539-1303
Email | chaley@interiorspecialties.com
Base Bid | 302971.71

## 10 22 Operable Partitions (hidden)
Hedrick Plug
Excluded
| BACK TO SUMMARY SHEET |  |  |  |  | Included | Bidder 1 |  | Bidder 2 |  | Bidder 3 |  | Bidder 4 |  | Bidder5 |  | Bidder6
Project: | ERAU Residential Hall & Garage Building |  |  |  |  | Company
Trade: | Operable Partitions |  |  |  |  | Contact
CSI Code: | 10 22 |  |  |  |  | Phone
Date: | [5 empty] | Email
Adjusted Bid | [5 empty] | Adjusted Bid | 0 |  | 0 |  | 0 |  | 0 |  | 0 |  | 0
BID DOCUMENTS: |  | Plan/ Spec. Package | QTY | U/M | Unit Cost | Subtotal | Yes/No | Price | Yes/No | Price | Yes/No | Price | Yes/No | Price | Yes/No | Price | Yes/No | Price
Plans By Division
| #REF! | P
| #REF! | P
| #REF! | P
| #REF! | P
| #REF! | P
| #REF! | P
| #REF! | P
| #REF! | P
| #REF! | P
Operable Partitions
GENERAL INCLUSIONS
INCLUDES ALL SALES TAX
ALL HOISTING & RIGGING REQUIRED TO COMPLETE THIS SCOPE
PROVIDE P&P BONDS
FLORIDA STATE CONTRACTORS LIC.
GENERAL LIABILITY AND WORKERS COMP. INSURANCE LIMITS
STATE AND LOCAL TAXES
SPECIFIC TRADE SCOPE OF WORK REQUIREMENTS
BASE BID
[5 empty] | SUBTOTAL |  |  | 0 |  | 0 |  | 0 |  | 0 |  | 0 |  | 0
[5 empty] | BOND RATE |  | 0% |  | 0% |  | 0% |  | 0% |  | 0% |  | 0%
[5 empty] | BOND AMOUNT |  |  | 0 |  | 0 |  | 0 |  | 0 |  | 0 |  | 0
[5 empty] | ADJUSTED TOTAL |  |  | 0 |  | 0 |  | 0 |  | 0 |  | 0 |  | 0
[5 empty] | Cost per SF |  |  | 0 |  | 0 |  | 0 |  | 0 |  | 0 |  | 0
[5 empty] | Cost per Unit |  |  | 0 |  | 0 |  | 0 |  | 0 |  | 0 |  | 0
QUALIFICATIONS
EXCLUSIONS/OWNER PROVIDED ITEMS:
ALTERNATES:
PROPOSED VE (Provide Clear Description):
FULLY LOADED LABOR RATES
Laborer
Mechanic
Superintendent
Project Manager
SCHEDULE
Prepared shop drawings/submittals
Mobilization
Total duration to complete scope of work
Winner
Company
Contact
Phone
Email
Base Bid
Need Prequalification
Prequalified

## 10 30 Fireplace (hidden)
Hedrick Plug
Excluded
| BACK TO SUMMARY SHEET |  |  |  |  | Included | Bidder 1 |  | Bidder 2 |  | Bidder 3 |  | Bidder 4 |  | Bidder5 |  | Bidder6
Project: | ERAU Residential Hall & Garage Building |  |  |  |  | Company
Trade: | Fireplace |  |  |  |  | Contact
CSI Code: | 10 30 |  |  |  |  | Phone
Date: | [5 empty] | Email
Adjusted Bid | [5 empty] | Adjusted Bid | 0 |  | 0 |  | 0 |  | 0 |  | 0 |  | 0
BID DOCUMENTS: |  | Plan/ Spec. Package | QTY | U/M | Unit Cost | Subtotal | Yes/No | Price | Yes/No | Price | Yes/No | Price | Yes/No | Price | Yes/No | Price | Yes/No | Price
Plans By Division
| #REF! | P
| #REF! | P
| #REF! | P
| #REF! | P
| #REF! | P
| #REF! | P
| #REF! | P
| #REF! | P
| #REF! | P
Fireplace
GENERAL INCLUSIONS
INCLUDES ALL SALES TAX
ALL HOISTING & RIGGING REQUIRED TO COMPLETE THIS SCOPE
PROVIDE P&P BONDS
FLORIDA STATE CONTRACTORS LIC.
GENERAL LIABILITY AND WORKERS COMP. INSURANCE LIMITS
STATE AND LOCAL TAXES
SPECIFIC TRADE SCOPE OF WORK REQUIREMENTS
BASE BID
[5 empty] | SUBTOTAL |  |  | 0 |  | 0 |  | 0 |  | 0 |  | 0 |  | 0
[5 empty] | BOND RATE |  | 0% |  | 0% |  | 0% |  | 0% |  | 0% |  | 0%
[5 empty] | BOND AMOUNT |  |  | 0 |  | 0 |  | 0 |  | 0 |  | 0 |  | 0
[5 empty] | ADJUSTED TOTAL |  |  | 0 |  | 0 |  | 0 |  | 0 |  | 0 |  | 0
[5 empty] | Cost per SF |  |  | 0 |  | 0 |  | 0 |  | 0 |  | 0 |  | 0
[5 empty] | Cost per Unit |  |  | 0 |  | 0 |  | 0 |  | 0 |  | 0 |  | 0
QUALIFICATIONS
EXCLUSIONS/OWNER PROVIDED ITEMS:
ALTERNATES:
PROPOSED VE (Provide Clear Description):
FULLY LOADED LABOR RATES
Laborer
Mechanic
Superintendent
Project Manager
SCHEDULE
Prepared shop drawings/submittals
Mobilization
Total duration to complete scope of work
Winner
Company
Contact
Phone
Email
Base Bid
Need Prequalification
Prequalified

## 10 44 Fire Extinguishers
Hedrick Plug
[5 empty] | X | Excluded
[5 empty] | I | Included
| BACK TO SUMMARY SHEET |  |  |  |  | Sub Add/Deduct | Bidder 1 |  | Bidder 2 |  | Bidder 3 |  | Bidder 4 |  | Bidder5 |  | Bidder6
Project: | ERAU Residential Hall & Garage Building |  |  |  |  | Company | SDI |  | Terrick
Trade: | Fire Extinguishers |  |  |  |  | Contact | Mike Cooper |  | TJ Cline
CSI Code: | 10 30 00 |  |  |  |  | Phone | 727-753-8078 |  | 407-298-1909
Date: | [5 empty] | Email | Mcooper@specialtiesdirect.com |  | tj-terrick@cfl.rr.com
[6 empty] | Adjusted Bid | 60366 |  | 61565.28 |  | 0 |  | 0 |  | 0 |  | 0
|  | Plan/ Spec. Package | QTY | U/M | Unit Cost | Subtotal | Yes/No | Price | Yes/No | Price | Yes/No | Price | Yes/No | Price | Yes/No | Price | Yes/No | Price
GENERAL INCLUSIONS
| INCLUDES ALL SALES TAX | [5 empty] | i |  | i
| ALL HOISTING & RIGGING REQUIRED TO COMPLETE THIS SCOPE | [5 empty] | i |  | i
| PROVIDE P&P BONDS | [5 empty] | x |  | x
| FLORIDA STATE CONTRACTORS LIC. | [5 empty] | i |  | i
| GENERAL LIABILITY AND WORKERS COMP. INSURANCE LIMITS | [5 empty] | i |  | i
| STATE AND LOCAL TAXES | [5 empty] | i |  | i
| COMPASS | [5 empty] | x |  | x
SPECIFIC TRADE SCOPE OF WORK REQUIREMENTS
BASE BID
FIRE EXTINGUISHERS
G110 / G120
| SR - Fire Extinguishers (Semi-Recessed Stainless Steel Cabinet) |  | 65 | ea |  |  | i | 53405 | i | 44438
| SM - Fire Extinguishers (Surface Mounted Cabinet) |  | 56 | ea |  |  | i |  | i
| EX - Fire Extingusher (Surface Mounted) |  | 1 | ea |  |  | i |  | P | 7500
| Taxes | [5 empty] | I |  | P | 2666.28
| Installation |  | 1 | ls |  |  | i | 6961 | P | 6961
[5 empty] | SUBTOTAL |  |  | 60366 |  | 61565.28 |  | 0 |  | 0 |  | 0 |  | 0
[5 empty] | BOND RATE |  | 0% |  | 0% |  | 0% |  | 0% |  | 0% |  | 0%
[5 empty] | BOND AMOUNT |  |  | 0 |  | 0 |  | 0 |  | 0 |  | 0 |  | 0
[5 empty] | ADJUSTED TOTAL |  |  | 60366 |  | 61565.28 |  | 0 |  | 0 |  | 0 |  | 0
[5 empty] | Cost per SF |  |  | 0.10432 |  | 0.10639 |  | 0 |  | 0 |  | 0 |  | 0
[5 empty] | Cost per Unit |  |  | 564.1682 |  | 575.3764 |  | 0 |  | 0 |  | 0 |  | 0
QUALIFICATIONS
EXCLUSIONS/OWNER PROVIDED ITEMS:
ALTERNATES:
| Fire Extinguishers: Furnish and Install 5# ABC Fire Extinguishers in Units |  | 418 | ea | 125 | 52250
PROPOSED VE (Provide Clear Description):
FULLY LOADED LABOR RATES
Laborer
Mechanic
Superintendent
Project Manager
SCHEDULE
Prepared shop drawings/submittals
Mobilization
Total duration to complete scope of work
Winner
Company | SDI
Contact | Mike Cooper
Phone | 727-753-8078
Email | Mcooper@specialtiesdirect.com
Base Bid | 60366

## 11 11 Laundry Equip. (hidden)
Hedrick Plug
Excluded
| BACK TO SUMMARY SHEET |  |  |  |  | Included | Bidder 1 |  | Bidder 2 |  | Bidder 3 |  | Bidder 4 |  | Bidder5 |  | Bidder6
Project: | ERAU Residential Hall & Garage Building |  |  |  |  | Company
Trade: | Laundry Equipment |  |  |  |  | Contact
CSI Code: | 11 11 |  |  |  |  | Phone
Date: | [5 empty] | Email
Adjusted Bid | [5 empty] | Adjusted Bid | 0 |  | 0 |  | 0 |  | 0 |  | 0 |  | 0
BID DOCUMENTS: |  | Plan/ Spec. Package | QTY | U/M | Unit Cost | Subtotal | Yes/No | Price | Yes/No | Price | Yes/No | Price | Yes/No | Price | Yes/No | Price | Yes/No | Price
Plans By Division
| #REF! | P
| #REF! | P
| #REF! | P
| #REF! | P
| #REF! | P
| #REF! | P
| #REF! | P
| #REF! | P
| #REF! | P
Laundry Equipment
GENERAL INCLUSIONS
INCLUDES ALL SALES TAX
ALL HOISTING & RIGGING REQUIRED TO COMPLETE THIS SCOPE
PROVIDE P&P BONDS
FLORIDA STATE CONTRACTORS LIC.
GENERAL LIABILITY AND WORKERS COMP. INSURANCE LIMITS
STATE AND LOCAL TAXES
SPECIFIC TRADE SCOPE OF WORK REQUIREMENTS
BASE BID
[5 empty] | SUBTOTAL |  |  | 0 |  | 0 |  | 0 |  | 0 |  | 0 |  | 0
[5 empty] | BOND RATE |  | 0% |  | 0% |  | 0% |  | 0% |  | 0% |  | 0%
[5 empty] | BOND AMOUNT |  |  | 0 |  | 0 |  | 0 |  | 0 |  | 0 |  | 0
[5 empty] | ADJUSTED TOTAL |  |  | 0 |  | 0 |  | 0 |  | 0 |  | 0 |  | 0
[5 empty] | Cost per SF |  |  | 0 |  | 0 |  | 0 |  | 0 |  | 0 |  | 0
[5 empty] | Cost per Unit |  |  | 0 |  | 0 |  | 0 |  | 0 |  | 0 |  | 0
QUALIFICATIONS
EXCLUSIONS/OWNER PROVIDED ITEMS:
ALTERNATES:
PROPOSED VE (Provide Clear Description):
FULLY LOADED LABOR RATES
Laborer
Mechanic
Superintendent
Project Manager
SCHEDULE
Prepared shop drawings/submittals
Mobilization
Total duration to complete scope of work
Winner
Company
Contact
Phone
Email
Base Bid
Need Prequalification
Prequalified

## 11 30 Appliances
Hedrick Plug
[5 empty] | X | Excluded
[5 empty] | I | Included
| BACK TO SUMMARY SHEET |  |  |  |  | Sub Add/Deduct | Bidder 1 |  | Bidder 2 |  | Bidder 3 |  | Bidder 4 |  | Bidder5 |  | Bidder6
Project: | ERAU Residential Hall & Garage Building |  |  |  |  | Company | GE Appliances
Trade: | Appliances |  |  |  |  | Contact | Anthony DiPalmero
CSI Code: | 11 30 00 |  |  |  |  | Phone | 561-236-1106
Date: | [5 empty] | Email | anthony.dipalermo@geappliances.com
[6 empty] | Adjusted Bid | 524167.0161 |  | 0 |  | 0 |  | 0 |  | 0 |  | 0
|  | Plan/ Spec. Package | QTY | U/M | Unit Cost | Subtotal | Yes/No | Price | Yes/No | Price | Yes/No | Price | Yes/No | Price | Yes/No | Price | Yes/No | Price
GENERAL INCLUSIONS
| INCLUDES ALL SALES TAX | [5 empty] | i
| ALL HOISTING & RIGGING REQUIRED TO COMPLETE THIS SCOPE | [5 empty] | i
| PROVIDE P&P BONDS | [5 empty] | x | {2.0%}
| FLORIDA STATE CONTRACTORS LIC. | [5 empty] | i
| GENERAL LIABILITY AND WORKERS COMP. INSURANCE LIMITS | [5 empty] | i
| STATE AND LOCAL TAXES | [5 empty] | i
| COMPASS | [5 empty] | x | {7.1}
SPECIFIC TRADE SCOPE OF WORK REQUIREMENTS
BASE BID
APPLIANCES (GE APPLIANCES AS SPECIFIED ON PLANS)
Mobility Accessible Suites
| REFRIGERATOR WITH ICE MAKER - GSE25GYPFS |  | 11 | ea |  |  | i | 57134
| MICROWAVE (COUNTERTOP) - PCST22U1WSS |  | 11 | ea |  |  | i
| EXHAUST RANGE HOOD W / REMOTE SWITCH - JVX5305SJSS |  | 11 | ea |  |  | i
| RANGE (DROP IN) - JD630SFSS |  | 11 | ea |  |  | i
| WASHER (FRONT LOAD) - GFW550SPNGWW |  | 11 | ea |  |  | i
| DRYER (FRONT LOAD) - GTX33EASKWW |  | 11 | ea |  |  | i
| DISHWASHER (ADA) 32" HIGH - GDF650SYV |  | 11 | ea |  |  | i
Standard Units
| REFRIGERATOR WITH ICE MAKER - GTS19KYNRFS |  | 93 | ea |  |  | i | 403685.1
| MICROWAVE / EXHAUST - PSA9120SPSS |  | 93 | ea |  |  | i
| RANGE (FREE STANDING) - GRF600AVSS |  | 93 | ea |  |  | i
| WASHER (TOP LOAD) - GTW325ASWWW |  | 93 | ea |  |  | i
| DRYER (FRONT LOAD) - GTX33EASKWW |  | 93 | ea |  |  | i
| DISHWASHER - GDF650SYV |  | 93 | ea |  |  | i
Staff Apartments
| REFRIGERATOR WITH ICE MAKER - GSE25GYPFS |  | 4 | ea |  |  | i | 57134
| MICROWAVE (COUNTERTOP) - PCST22U1WSS |  | 4 | ea |  |  | i
| EXHAUST RANGE HOOD W / REMOTE SWITCH - JVX5305SJSS |  | 4 | ea |  |  | i
| RANGE (DROP IN) - JD630SFSS |  | 4 | ea |  |  | i
| WASHER (FRONT LOAD) - GFW550SPNGWW |  | 4 | ea |  |  | i
| DRYER (FRONT LOAD) - GTX33EASKWW |  | 4 | ea |  |  | i
| COMPACT WASHER / DRYER COMBINATION - GUD27ESSU |  | 4 | ea |  |  | i
| DISHWASHER (ADA) 32'' HIGH - GDT2265 |  | 4 | ea |  |  | i
Lecture Hall
| REFRIGERATOR WITH ICE MAKER - GSE25GYPFS |  | 2 | ea |  |  | i | 3606.12
| WALL OVEN / MICROWAVE - JT380SH |  | 2 | ea
[5 empty] | SUBTOTAL |  |  | 521559.22 |  | 0 |  | 0 |  | 0 |  | 0 |  | 0
[5 empty] | BOND RATE |  | 0.5% |  | 0% |  | 0% |  | 0% |  | 0% |  | 0%
[5 empty] | BOND AMOUNT |  |  | 2607.7961 |  | 0 |  | 0 |  | 0 |  | 0 |  | 0
[5 empty] | ADJUSTED TOTAL |  |  | 524167.0161 |  | 0 |  | 0 |  | 0 |  | 0 |  | 0
[5 empty] | Cost per SF |  |  | 0.90582 |  | 0 |  | 0 |  | 0 |  | 0 |  | 0
[5 empty] | Cost per Unit |  |  | 4898.7572 |  | 0 |  | 0 |  | 0 |  | 0 |  | 0
QUALIFICATIONS
EXCLUSIONS/OWNER PROVIDED ITEMS:
ALTERNATES:
PROPOSED VE (Provide Clear Description):
FULLY LOADED LABOR RATES
Laborer
Mechanic
Superintendent
Project Manager
SCHEDULE
Prepared shop drawings/submittals
Mobilization
Total duration to complete scope of work
Winner
Company | GE Appliances
Contact | Anthony DiPalmero
Phone | 561-236-1106
Email | anthony.dipalermo@geappliances.com
Base Bid | 524167.0161
| REFRIGERATOR WITH ICE MAKER - GSE25GYPFS | 11 | ea
| MICROWAVE (COUNTERTOP) - PCST22U1WSS | 11 | ea
| EXHAUST RANGE HOOD W / REMOTE SWITCH - JVX5305SJSS | 11 | ea
| RANGE (DROP IN) - JD630SFSS | 11 | ea
| WASHER (FRONT LOAD) - GFW550SPNGWW | 11 | ea
| DRYER (FRONT LOAD) - GTX33EASKWW | 11 | ea
| DISHWASHER (ADA) 32" HIGH - GDF650SYV | 11 | ea
| REFRIGERATOR WITH ICE MAKER - GTS19KYNRFS | 93 | ea
| MICROWAVE / EXHAUST - PSA9120SPSS | 93 | ea
| RANGE (FREE STANDING) - GRF600AVSS | 93 | ea
| WASHER (TOP LOAD) - GTW325ASWWW | 93 | ea
| DRYER (FRONT LOAD) - GTX33EASKWW | 93 | ea
| DISHWASHER - GDF650SYV | 93 | ea
| REFRIGERATOR WITH ICE MAKER - GSE25GYPFS | 4 | ea
| MICROWAVE (COUNTERTOP) - PCST22U1WSS | 4 | ea
| EXHAUST RANGE HOOD W / REMOTE SWITCH - JVX5305SJSS | 4 | ea
| RANGE (DROP IN) - JD630SFSS | 4 | ea
| WASHER (FRONT LOAD) - GFW550SPNGWW | 4 | ea
| DRYER (FRONT LOAD) - GTX33EASKWW | 4 | ea
| COMPACT WASHER / DRYER COMBINATION - GUD27ESSU | 4 | ea
| DISHWASHER (ADA) 32'' HIGH - GDT2265 | 4 | ea
| REFRIGERATOR WITH ICE MAKER - GSE25GYPFS | 2 | ea
| WALL OVEN / MICROWAVE - JT380SH | 2 | ea
| Applainces | 469867.4953
| Tax | 32890.7247 |  |  | 21111 | 22850.1
| Installation | 24043 |  |  | 668 | 992.4
| Sub Bond | 2607.7961 |  |  | 2167 | 3234
|  | 529409.0161 |  |  | 97 | 204.12
[5 empty] | 24043 | 27280.62
529408.6863
-0.32984

## 12 30 Wall Protection (hidden)
Hedrick Plug
Excluded
| BACK TO SUMMARY SHEET |  |  |  |  | Included | Bidder 1 |  | Bidder 2 |  | Bidder 3 |  | Bidder 4 |  | Bidder5 |  | Bidder6
Project: | ERAU Residential Hall & Garage Building |  |  |  |  | Company
Trade: | Wall Protection |  |  |  |  | Contact
CSI Code: | 12 30 |  |  |  |  | Phone
Date: | [5 empty] | Email
Adjusted Bid | [5 empty] | Adjusted Bid | 0 |  | 0 |  | 0 |  | 0 |  | 0 |  | 0
BID DOCUMENTS: |  | Plan/ Spec. Package | QTY | U/M | Unit Cost | Subtotal | Yes/No | Price | Yes/No | Price | Yes/No | Price | Yes/No | Price | Yes/No | Price | Yes/No | Price
Plans By Division
| #REF! | P
| #REF! | P
| #REF! | P
| #REF! | P
| #REF! | P
| #REF! | P
| #REF! | P
| #REF! | P
| #REF! | P
Wall Protection
GENERAL INCLUSIONS
INCLUDES ALL SALES TAX
ALL HOISTING & RIGGING REQUIRED TO COMPLETE THIS SCOPE
PROVIDE P&P BONDS
FLORIDA STATE CONTRACTORS LIC.
GENERAL LIABILITY AND WORKERS COMP. INSURANCE LIMITS
STATE AND LOCAL TAXES
SPECIFIC TRADE SCOPE OF WORK REQUIREMENTS
BASE BID
[5 empty] | SUBTOTAL |  |  | 0 |  | 0 |  | 0 |  | 0 |  | 0 |  | 0
[5 empty] | BOND RATE |  | 0% |  | 0% |  | 0% |  | 0% |  | 0% |  | 0%
[5 empty] | BOND AMOUNT |  |  | 0 |  | 0 |  | 0 |  | 0 |  | 0 |  | 0
[5 empty] | ADJUSTED TOTAL |  |  | 0 |  | 0 |  | 0 |  | 0 |  | 0 |  | 0
[5 empty] | Cost per SF |  |  | 0 |  | 0 |  | 0 |  | 0 |  | 0 |  | 0
[5 empty] | Cost per Unit |  |  | 0 |  | 0 |  | 0 |  | 0 |  | 0 |  | 0
QUALIFICATIONS
EXCLUSIONS/OWNER PROVIDED ITEMS:
ALTERNATES:
PROPOSED VE (Provide Clear Description):
FULLY LOADED LABOR RATES
Laborer
Mechanic
Superintendent
Project Manager
SCHEDULE
Prepared shop drawings/submittals
Mobilization
Total duration to complete scope of work
Winner
Company
Contact
Phone
Email
Base Bid
Need Prequalification
Prequalified

## 12 20 Window Treatment
Hedrick Plug
[5 empty] | X | Excluded
[5 empty] | I | Included
| BACK TO SUMMARY SHEET |  |  |  |  | Sub Add/Deduct | Bidder 1 |  | Bidder 2 |  | Bidder 3 |  | Bidder 4 |  | Bidder5 |  | Bidder6
Project: | ERAU Residential Hall & Garage Building |  |  |  |  | Company | Raise & Shine Blinds Inc. |  | CQ Insulation, Inc. |  | Contexture
Trade: | Windows Treatment |  |  |  |  | Contact | Morr Kadoch |  | Alex Lowry |  | Matt Bretz
CSI Code: | 11 30 |  |  |  |  | Phone | 786-999-2450 |  | 419-205-4837 |  | 610-357-2320
Date: | [5 empty] | Email | info@raiseshineblinds.com |  | a.lowry@cqinsulation.com |  | mbretz@contextureUSA.com
[6 empty] | Adjusted Bid | 182525.7282 |  | 164880 |  | 488100 |  | 0 |  | 0 |  | 0
|  | Plan/ Spec. Package | QTY | U/M | Unit Cost | Subtotal | Yes/No | Price | Yes/No | Price | Yes/No | Price | Yes/No | Price | Yes/No | Price | Yes/No | Price
| GENERAL INCLUSIONS | [5 empty] | i |  | i |  | i
| INCLUDES ALL SALES TAX | [5 empty] | i |  | i |  | i
| ALL HOISTING & RIGGING REQUIRED TO COMPLETE THIS SCOPE | [5 empty] | x | {2.0%} | x |  | x
| PROVIDE P&P BONDS | [5 empty] | i |  | i |  | i
| FLORIDA STATE CONTRACTORS LIC. | [5 empty] | i |  | i |  | i
| GENERAL LIABILITY AND WORKERS COMP. INSURANCE LIMITS | [5 empty] | i |  | i |  | i
| STATE AND LOCAL TAXES | [5 empty] | i |  | i |  | i
| COMPASS | [5 empty] | x | {5.0}
SPECIFIC TRADE SCOPE OF WORK REQUIREMENTS
| BASE BID | [6 empty] | 181617.64 |  | 164880 |  | 488100
COMMON AREAS
| Manual Roller Shades at Clubhouse | [5 empty] | i |  | i |  | i
| Manual Roller Shades at storefronts | [5 empty] | i |  | i |  | i
UNITS
| Manual Roller Shades at Windows |  | 420 | ea |  |  | i |  | i |  | i
| Manual Roller Shades at storefronts |  | 21 | ea |  |  | i |  | i |  | i
| Manual Roller Shades at storefronts |  | 84 | ea |  |  | i |  | i |  | i
[5 empty] | SUBTOTAL |  |  | 181617.64 |  | 164880 |  | 488100 |  | 0 |  | 0 |  | 0
[5 empty] | BOND RATE |  | 0.5% |  | 0% |  | 0% |  | 0% |  | 0% |  | 0%
[5 empty] | BOND AMOUNT |  |  | 908.0882 |  | 0 |  | 0 |  | 0 |  | 0 |  | 0
[5 empty] | ADJUSTED TOTAL |  |  | 182525.7282 |  | 164880 |  | 488100 |  | 0 |  | 0 |  | 0
[5 empty] | Cost per SF |  |  | 0.31543 |  | 0.28493 |  | 0.8435 |  | 0 |  | 0 |  | 0
[5 empty] | Cost per Unit |  |  | 1705.8479 |  | 1540.9346 |  | 4561.6822 |  | 0 |  | 0 |  | 0
QUALIFICATIONS
EXCLUSIONS/OWNER PROVIDED ITEMS:
ALTERNATES:
PROPOSED VE (Provide Clear Description):
FULLY LOADED LABOR RATES
Laborer
Mechanic
Superintendent
Project Manager
SCHEDULE
Prepared shop drawings/submittals
Mobilization
Total duration to complete scope of work
Winner
Company
Contact
Phone
Email
Base Bid | 164880

## 12 34 Residential Casework
Hedrick Plug
[5 empty] | X | Excluded
[5 empty] | I | Included | KCMA cert |  | Revised proposal 8/14 |  |  |  | Revised proposal 8/19 |  | KCMA cert |  | Revised proposal 8/21 | [5 empty] | KCMA cert |  | preferred by ERAU
| BACK TO SUMMARY SHEET |  |  |  |  | Sub Add/Deduct | Bidder 1 |  | Bidder 1 |  | Bidder 2 |  | Bidder 2 |  | Bidder 3 |  | Bidder 3 |  | Bidder 4 |  | Bidder 5 |  | Bidder 6 |  | Bidder 7 |  | Bidder 7
Project: | ERAU Residential Hall & Garage Building |  |  |  |  | Company | Astera, Inc. |  | Astera, Inc. |  | Heron Stone |  | Heron Stone |  | Skyline Cabinetry |  | Skyline Cabinetry |  | Allied Interior |  | National Kitchen & Bath, LLC. |  | Apro |  | Catapult Construction |  | Condesa
Trade: | Residential Casework |  |  |  |  | Contact | Hanna Raharjo |  | Hanna Raharjo |  | Victoria Santamaria |  | Victoria Santamaria |  | Travis T Miller |  | Travis T Miller |  | Isacc Butanda |  | Michael K Schwartz |  | Chyna Cruz |  | Mary Gwen |  | Lis
CSI Code: | 12 35 00 |  |  |  |  | Phone | 877-374-6782 |  | 877-374-6782 |  | 954-389-9444 |  | 954-389-9444 |  | 407-766-6420 |  | 407-766-6420 |  | (214)-306-6877 Ext:151 |  | 954-294-1821 |  | 407-960-7690 |  | 312-722-1211
Date: | [5 empty] | Email | hanna@asterakb.com |  | hanna@asterakb.com |  | <vsantamaria@heronstone.com> |  | <vsantamaria@heronstone.com> |  | Travism@skylinecabinetry.com |  | Travism@skylinecabinetry.com |  | <issacb@alliedinteriorsolutions.com> |  | Michael@nationalkb.com> |  | Chyna@aprocg.com |  | marygwen@mgcontractresources.com |  | <lis@condesaspaces.com>
[6 empty] | Adjusted Bid | 762232.2 |  | 756805.2 |  | 781208.2 |  | 705858.2 |  | 785367.1794 |  | 822608.7709 |  | 863445.75 |  | 873292.74 |  | 939037.1566 |  | 1653952.5597 |  | 826017.4998
|  | Plan/ Spec. Package | QTY | U/M | Unit Cost | Subtotal | Yes/No | Price |  |  | Yes/No | Price |  |  | Yes/No | Price |  |  | Yes/No | Price | Yes/No | Price | Yes/No | Price | Yes/No | Price | Yes/No | Price
GENERAL INCLUSIONS
| INCLUDES ALL SALES TAX | [5 empty] | i |  | i |  | i |  | i |  | i |  | i |  | i |  | i |  | i |  | i |  | i
| ALL HOISTING & RIGGING REQUIRED TO COMPLETE THIS SCOPE | [5 empty] | i |  | i |  | i |  | i |  | i |  | i |  | i |  | i |  | i |  | i |  | i
| PROVIDE P&P BONDS | [5 empty] | x | {2%} | x | {2%} | x | {1.5%} | x | {1.5%} | x | {2%} | x | {2%} | x | {2%} | x | {2.15%} | x | {2.5%} | x |  | x
| FLORIDA STATE CONTRACTORS LIC. | [5 empty] | i |  | i |  | i |  | i |  | i |  | i |  | i |  | i |  | i |  | i |  | i
| GENERAL LIABILITY AND WORKERS COMP. INSURANCE LIMITS | [5 empty] | i |  | i |  | i |  | i |  | i |  | i |  | i |  | i |  | i |  | i |  | i
| STATE AND LOCAL TAXES | [5 empty] | i |  | i |  | i |  | i |  | i |  | i |  | i |  | i |  | i |  | x |  | i
| COMPASS | [5 empty] | x | {4.0} | x | {4.0} | x | {4.0} | x | {4.0} | x | {6.0} | x | {6.0} | x | {6.0} | i | {2.0} | x |  | x |  | x | {2.3}
SPECIFIC TRADE SCOPE OF WORK REQUIREMENTS
| BASE BID | [6 empty] | 382240 |  | 359910 |  | 321779.59 |  | 321908.29 |  | 353759.88 |  | 819018.73 |  | 476302 |  | 445227 |  | 558165.33 |  |  |  | 359158.5
| Acknowledgement of RFIs | [5 empty] | i |  | i |  | i |  | i |  | i |  | i |  | i |  | i |  | i |  | i |  | i
| Acknowledgement of addendums | [5 empty] | i |  | i |  | i |  | i |  | i |  | i |  | i |  | i |  | i |  | i |  | i
| Acknowledgement of specs manual | [5 empty] | i |  | i |  | i |  | i |  | i |  | i |  | i |  | i |  | i |  | i |  | i
| Units Cabinets (Kitchen and Vanities) | Section 123530 Add#1 |  |  |  |  | i |  | i |  | i |  | i |  | i |  | i |  | i |  | i |  | i |  | i |  | i
| Frameless, plastic laminate finish on particleboard or plywood construction | [5 empty] | i | {melamine PCB} | i | {melamine PCB} | i | {melamine PCB} | i | {melamine PCB} | i | {melamine PCB} | i | {melamine PCB} | i | {melamine PCB} | i | {melamine PCB} | i | {melamine plyw} | i |  | i
| 3/4" particleaboard or 5/8" plywood shelves | [5 empty] | i |  | i |  | i |  | i |  | i |  | i |  | i |  | i |  | i |  | i |  | i
| Back mounted deco pulls, concealed hinges, self-closing | [5 empty] | i |  | i |  | i | 13228.61 | i |  | i |  | i |  | i | 6648 | i | 47521 | i |  | i |  | i
| Standard suites (93 ea) - 4 bathrooms, 1 kitchen | [5 empty] | i |  | i |  | i |  | i |  | i |  | i |  | i |  | i |  | i |  | i | 1077946.26 | i
| Wall cabinets (17LF x 93) |  | 1581 | LF |  |  | i |  | i |  | i |  | i |  | i |  | i |  | i |  | i |  | i |  | i |  | i
| Base cabinets (9.5LF x 93) |  | 883.5 | LF |  |  | i |  | i |  | i |  | i |  | i |  | i |  | i |  | i |  | i |  | i |  | i
| Pantry/Linen/Closet shelves | 8/A711 | 186 | EA | 300 | 55800 | i |  | i |  | i |  | i |  | i |  | i |  | i |  | i |  | i |  | i | 221312 | i
| Vanity cabinets | [5 empty] | i |  | i |  | i |  | i |  | i |  | i |  | i |  | i |  | i |  | i |  | i
| Medicine cabinet - in Specialties? | [5 empty] | x |  | x |  | x |  | x |  | x |  | i |  | i |  | x | asked | x | asked | x |  | x
| Closets (Bedroom closets) |  | 372 | EA | 900 | 334800 | P | 334800 | P | 334800 | P | 334800 | P | 334800 | P | 334800 | i |  | P | 334800 | P | 334800 | P | 334800 | i | 167400 | P | 395808 | closets | 418 | -900 | -376200
| ADA Suites(10 ea) - 4 bathrooms, 1 kitchen | [5 empty] | i |  | i |  | i |  | i |  | i |  | i |  | i |  | i |  | i |  | i |  | i |  | pole & shelf | 418 | 450 | 188100
| Wall cabinets (17LF x 10) -w/ removable panel |  | 170 | LF |  |  | i |  | i |  | i |  | i |  | i |  | i |  | i |  | i |  | i |  | i | 115575.6 | i |  |  |  |  | -188100
| Base cabinets (6.5LF x 10) |  | 65 | LF |  |  | i |  | i |  | i |  | i |  | i |  | i |  | i |  | i |  | i |  | i |  | i
| Pantry/Linen/Closet shelves |  | 20 | EA | 300 | 6000 | i |  | i |  | i |  | i |  | i |  | i |  | i |  | i |  | i |  | i |  | i
| Vanity cabinets - excluded as per add#2 | [5 empty] | i |  | i |  | i |  | i |  | i | asked to deduct | i |  | i |  | i | asked to deduct | i | asked to deduct | x |  | i
| Medicine cabinet - in Specialties? | [5 empty] | x |  | x |  | x |  | x |  | x |  | x |  | i |  | x | asked | x | asked | x |  | x
| Closets (Bedroom closets) |  | 40 | EA | 900 | 36000 | P | 36000 | P | 36000 | P | 36000 | P | 36000 | P | 36000 | i |  | P | 36000 | P | 36000 | P | 36000 | i | 18000 | P | 42560
| Staff Suites (2ea) - 3bathrooms, 2 kitchens | [5 empty] | i |  | i |  | i |  | i |  | i |  | i |  | i |  | i |  | i |  | i | 42790.08 | i
| Wall cabinets (24LF x 2) |  | 48 | LF |  |  | i |  | i |  | i |  | i |  | i |  | i |  | i |  | i |  | i |  | i |  | i
| Base cabinets (13.5LF x 2) |  | 27 | LF |  |  | i |  | i |  | i |  | i |  | i |  | i |  | i |  | i |  | i |  | i |  | i
| Island cabinets (4.5LF x 2) |  | 9 | LF |  |  | i |  | i |  | i |  | i |  | i |  | i |  | i |  | i |  | i |  | i |  | i
| Pantry/Linen/Closet shelves |  | 4 | EA | 300 | 1200 | i |  | i |  | i |  | i |  | i |  | i |  | i |  | i |  | i |  | i |  | i
| Vanity cabinets | [5 empty] | i |  | i |  | i |  | i |  | i |  | i |  | i |  | i |  | i |  | x |  | x
| Medicine cabinet - in Specialties? | [5 empty] | x |  | x |  | x |  | x |  | x |  | x |  | i |  | x | asked | x | asked | x |  | x
| Closets (Bedroom closets) |  | 6 | EA | 900 | 5400 | P | 5400 | P | 5400 | P | 5400 | P | 5400 | P | 5400 | i |  | P | 5400 | P | 5400 | P | 5400 | i | 2700 | P | 6384
| Water and moisture resistant particleboard is acceptable core material | RFI#6 |  |  |  |  | i |  | i |  | i |  | i |  | i |  | i |  | i |  | i |  | i |  | i |  | i
| All cabinets shall be 3/4" | RFI#6 |  |  |  |  | i |  | i |  | i |  | i |  | i |  | i |  | i |  | i |  | i |  | i |  | i
| All casework to confirm the design intent on Sheet A710 | RFI#6 |  |  |  |  | i |  | i |  | i |  | i |  | i |  | i |  | i |  | i |  | i |  | i |  | i
| KCMA certification | [5 empty] | i |  | i |  | x |  | x |  | i |  | i |  | i |  | i |  | x | asked | i |  | i
| Undercabinet lights valance (light rail) |  | 1 | LS | 70000 | 70000 | i |  | i | 16930 | P | 70000 | i | 7749.91 | P | 70000 | i | 17997.46 | i |  | i |  | i |  | i |  | P | 17997.46
| Undercabinet LED lights - in Electrical | [5 empty] | x |  | x |  | x |  | x |  | x |  | i |  | x |  | x | asked | x | asked | i |  | x
| Addendum #7 - Change backsplash to 4" | [14 empty] | -18500 |  | -18500
[5 empty] | SUBTOTAL |  |  | 758440 |  | 753040 |  | 781208.2 |  | 705858.2 |  | 781459.88 |  | 818516.19 |  | 859150 |  | 868948 |  | 934365.33 |  | 1645723.94 |  | 821907.96
[5 empty] | BOND RATE |  | 0.5% |  | 0.5% |  | 0% |  | 0% |  | 0.5% |  | 0.5% |  | 0.5% |  | 0.5% |  | 0.5% |  | 0.5% |  | 0.5%
[5 empty] | BOND AMOUNT |  |  | 3792.2 |  | 3765.2 |  | 0 |  | 0 |  | 3907.2994 |  | 4092.581 |  | 4295.75 |  | 4344.74 |  | 4671.8266 |  | 8228.6197 |  | 4109.5398
[5 empty] | ADJUSTED TOTAL |  |  | 762232.2 |  | 756805.2 |  | 781208.2 |  | 705858.2 |  | 785367.1794 |  | 822608.7709 |  | 863445.75 |  | 873292.74 |  | 939037.1566 |  | 1653952.5597 |  | 826017.4998
[5 empty] | Cost per SF |  |  | 1.3172 |  | 1.3079 |  | 1.35 |  | 1.2198 |  | 1.3572 |  | 1.4216 |  | 1.4921 |  | 1.5092 |  | 1.6228 |  | 2.8582 |  | 1.4275
[5 empty] | Cost per Unit |  |  | 7123.6654 |  | 7072.9458 |  | 7301.0112 |  | 6596.8056 |  | 7339.8802 |  | 7687.9324 |  | 8069.5864 |  | 8161.6144 |  | 8776.0482 |  | 15457.5006 |  | 7719.7897
QUALIFICATIONS
EXCLUSIONS/OWNER PROVIDED ITEMS:
ALTERNATES:
Add alternate to include preferred vendor (Catapult Construction)
| Add alternate for plywood construction | [5 empty] | i | [7 empty] | i | 31859.9 |  |  |  |  | i | 65058
PROPOSED VE (Provide Clear Description):
FULLY LOADED LABOR RATES
Laborer
Mechanic
Superintendent
Project Manager
SCHEDULE
Prepared shop drawings/submittals
Mobilization
Total duration to complete scope of work
Winner
Company | Skyline Cabinetry
Contact | Travis T Miller
Phone | 407-766-6420
Email | Travism@skylinecabinetry.com
Base Bid | 785367.1794

## 12 36 Solid Surface
Hedrick Plug
[5 empty] | X | Excluded |  |  | w/Heavenly Pros | [5 empty] | to deduct vanity tops
[5 empty] | I | Included | w/Heavenly Pros |  | Revised proposal 8/14 |  | w/Heavenly Pros |  | w/Heavenly Pros |  | w/Heavenly Pros |  | Revised proposal 8/21 |  | w/Heavenly Pros |  | w/Heavenly Pros |  | cultured marble |  | cultured marble
| BACK TO SUMMARY SHEET |  |  |  |  | Sub Add/Deduct | Bidder 1 |  | Bidder 1 |  | Bidder 2 |  | Bidder 3 |  | Bidder 4 |  | Bidder 4 |  | Bidder 5 |  | Bidder 6 |  | Bidder 7 |  | Bidder 8 |  | Bidder 8
Project: | ERAU Residential Hall & Garage Building |  |  |  |  | Company | Astera, Inc. |  | Astera, Inc. |  | National Kitchen & Bath, LLC. |  | Allied Interior |  | Skyline Cabinetry |  | Skyline Cabinetry |  | Apro |  | Catapult Construction/Heavenly Pros |  | Precision Marble Orlando |  | Heavenly Pros |  | Condesa
Trade: | Solid Surface / Countertops |  |  |  |  | Contact | Hanna Raharjo |  | Hanna Raharjo |  | Michael K Schwartz |  | Isacc Butanda |  | Travis T Miller |  | Travis T Miller |  | Chyna Cruz |  | Mary Gwen |  | Andrea Buenrostro |  | Luis Jimenez |  | Lis
CSI Code: | 12 36 00 |  |  |  |  | Phone | 877-374-6782 |  | 877-374-6782 |  | 954-294-1821 |  | (214)-306-6877 Ext:151 |  | 407-766-6420 |  | 407-766-6420 |  | 407-960-7690 |  | 312-722-1211 |  | 407-832-4585
Date: | [5 empty] | Email | hanna@asterakb.com |  | hanna@asterakb.com |  | Michael@nationalkb.com> |  | <issacb@alliedinteriorsolutions.com> |  | Travism@skylinecabinetry.com |  | Travism@skylinecabinetry.com |  | Chyna@aprocg.com |  | marygwen@mgcontractresources.com |  | <andrea@marbleorlando.com> |  |  |  | <lis@condesaspaces.com>
[6 empty] | Adjusted Bid | 382670.835 |  | 550958.4066 |  | 529734.34 |  | 390244 |  | 642149.01 |  | 562156.19 |  | 535798.41 |  | 703892 |  | 144516 |  | 165892 |  | 437511.16
|  | Plan/ Spec. Package | QTY | U/M | Unit Cost | Subtotal | Yes/No | Price |  |  | Yes/No | Price | Yes/No | Price | Yes/No | Price |  |  | Yes/No | Price | Yes/No | Price | Yes/No | Price | Yes/No | Price | Yes/No | Price
GENERAL INCLUSIONS
| INCLUDES ALL SALES TAX | [5 empty] | i |  | i |  | i |  | i |  | i |  | i |  | i |  | i |  | i |  | i |  | i
| ALL HOISTING & RIGGING REQUIRED TO COMPLETE THIS SCOPE | [5 empty] | i |  | i |  | i |  | i |  | i |  | i |  | i |  | i |  | i |  | i |  | i
| PROVIDE P&P BONDS | [5 empty] | x | {2.0} | x | {2.0} | x | {2.15} | x |  | x |  | x |  | x | {2.5%} | x |  | x |  | x |  | x
| FLORIDA STATE CONTRACTORS LIC. | [5 empty] | i |  | i |  | i |  | i |  | i |  | i |  | i |  | i |  | i |  | i |  | i
| GENERAL LIABILITY AND WORKERS COMP. INSURANCE LIMITS | [5 empty] | i |  | i |  | i |  | i |  | i |  | i |  | i |  | i |  | i |  | i |  | i
| STATE AND LOCAL TAXES | [5 empty] | i |  | i |  | i |  | i |  | i |  | i |  | i |  | i |  | i |  | i |  | i
| COMPASS | [5 empty] | x | {4.0} | x | {4.0} | i | {2.0} | x |  | x | {6.0} | x | {6.0} | x |  | x |  | x |  | x |  | x
SPECIFIC TRADE SCOPE OF WORK REQUIREMENTS
| BASE BID | [12 empty] | 219627 |  | 238331.69 |  | 562156.19 |  | 317031.41 |  |  |  | 144516 |  | 165892 |  | 157500
| Acknowledgement of RFIs | [5 empty] | i |  | i |  | i |  | i |  | i |  | i |  | i |  | i |  | i |  | i |  | i
| Acknowledgement of addendums | [5 empty] | i |  | i |  | i |  | i |  | i |  | i |  | i |  | i |  | i |  | i |  | i
| Acknowledgement of specs manual | [5 empty] | i |  | i |  | i |  | i |  | i |  | i |  | i |  | i |  | i |  | i |  | i
| Kitchen CounterTops (Solid Surface) | [5 empty] | i | 106300 | i | 89300 | i | 105922.86 | i |  | i |  | i |  | i |  | i |  | x |  | x |  | i
| Countertop: 1/2" solid surface laminated to 3/4" particleboard | Section 123530 |  |  |  |  | i | {3cm quartz} | i | {3cm quartz} | i | {3cm quartz lvl1} | i |  | i | {3cm quartz lvl1} | i | {3cm quartz lvl1} | i |  | i |  | x |  | x |  | i
| Backsplash: 1/2" solid surface with wood-trimmed edges (full height) |  | 1 | LS | 45000 | 45000 | P | 45000 | i | 89400 | P | 45000 | i |  | P | 45000 | i |  | i |  | i |  | x |  | x |  | P | 89400
| Manuf: DuPont, Formica, Swan, Wilsonart | [5 empty] | i | {3cm quartz} | i | {3cm quartz} | i | {3cm quartz lvl1} | i | {3cm quartz} | i |  | i |  | i | {3cm quartz} | i |  | x |  | x |  | i
| Island countertop | [5 empty] | i |  | i |  | i |  | i |  | i |  | i |  | i |  | i |  | x |  | x |  | i
| Countertop support brackets for kitchen islands | [5 empty] | i |  | i |  | i |  | i |  | i |  | i |  | i |  | i |  | x |  | x |  | i
| Desk countertop | 5,6/A433 | 1605 | SF | 30 | 48150 | P | 48150 | P | 188200.32 | P | 188200.32 | i |  | P | 188200.32 | i |  | P | 48150 | i
| Kitchen Sinks as per specs | Section 224216 | 107 | EA |  |  | i | 10700 | i | 10700 | i | 19994.16 | i |  | i |  | i |  | i |  | i |  | x |  | x |  | P | 19994.16
| Protective film | [5 empty] | P | 4725 | P | 4725 | i | 4725 | P | 4725 | P | 4725 | i |  | P | 4725 | i |  | x |  | x |  | P | 4725
| Standard suites (93 ea) - 4 bathrooms, 1 kitchen ((19 SF top + 30SFbacksplash) x 93) |  | 4557 | SF |  |  | i |  | i |  | i |  | i |  | i |  | i |  | i |  | i | 465000 | x |  | x |  | i
| ADA Suites(10 ea) - 4 bathrooms, 1 kitchen ((19 SF top + 27SF backsplash) x10) |  | 460 | SF |  |  | i |  | i |  | i |  | i |  | i |  | i |  | i |  | i | 50000 | x |  | x |  | i
| Staff Suites (2ea) - 3bathrooms, 2 kitchens ((39SF top + 45SF backsplash) x 2) |  | 168 | SF |  |  | i |  | i |  | i |  | i |  | i |  | i |  | i |  | i | 23000 | x |  | x |  | i
| ADA Staff Suites (2ea) - 3bathrooms, 2 kitchens ((39SF top + 16SF backsplash) x 2) |  | 110 | SF |  |  | i |  | i |  | i |  | i |  | i |  | i |  | i | asked to deduct | i |  | x |  | x |  | i
| Vanity CounterTops | Section 123661 |  |  |  |  | P | cultured marble | P | cultured marble | P | cultured marble | P | cultured marble | P | cultured marble | P | cultured marble | P | cultured marble | P | cultured marble | i |  | i |  | i
| Countertop: 1/2" cultured marble, dripless edge | [5 empty] | P | 165892 | P | 165892 | P | 165892 | P | 165892 | P | 165892 | P |  | P | 165892 | P | 165892 | i | {cultured marble} | i | {cultured marble} | P | 165892
| Backsplash: 1/2" cultured marble | [5 empty] | P |  | P |  | P |  | P |  | P |  | P |  | P |  | P |  | i |  | i |  | i
| Integral sinks: 18"Lx 13"W x 5-1/2" deep | [21 empty] | i |  | i |  | i
| Vanity Sinks as per specs (Revise RF#101 - sinks per arch, contradicts Plumbing schedule) |  | 418 | EA |  |  | P |  | P |  | P |  | P |  | P |  | P |  | P |  | P |  | i |  | i |  | i
| Standard suites (93 ea) - 4 bathrooms, 1 kitchen (5 SF x 93 x 4) |  | 1860 | SF |  |  | P |  | P |  | P |  | P |  | P |  | P |  | P |  | P |  | i |  | i |  | i
| ADA Suites(10 ea) - 4 bathrooms, 1 kitchen - no vanity top, wall mounted sink | A435 Add#2 | 0 | SF |  |  | P |  | P |  | P |  | P |  | P |  | P |  | P |  | P |  | i |  | i |  | i
| Staff Suites (2ea) - 3bathrooms, 2 kitchens (5SF x 3 x 2) |  | 30 | SF |  |  | P |  | P |  | P |  | P |  | P |  | P |  | P |  | P |  | i |  | i |  | i
| ADA Staff Suites (2ea) - 3bathrooms, 2 kitchens (5SF x 3 x 2) |  | 30 | SF |  |  | P |  | P |  | P |  | P |  | P |  | P |  | P |  | P |  | i |  | i |  | i
[5 empty] | SUBTOTAL |  |  | 380767 |  | 548217.32 |  | 529734.34 |  | 390244 |  | 642149.01 |  | 562156.19 |  | 535798.41 |  | 703892 |  | 144516 |  | 165892 |  | 437511.16
[5 empty] | BOND RATE |  | 0.5% |  | 0.5% |  | 0% |  | 0% |  | 0% |  | 0% |  | 0% |  | 0% |  | 0% |  | 0% |  | 0%
[5 empty] | BOND AMOUNT |  |  | 1903.835 |  | 2741.0866 |  | 0 |  | 0 |  | 0 |  | 0 |  | 0 |  | 0 |  | 0 |  | 0 |  | 0
[5 empty] | ADJUSTED TOTAL |  |  | 382670.835 |  | 550958.4066 |  | 529734.34 |  | 390244 |  | 642149.01 |  | 562156.19 |  | 535798.41 |  | 703892 |  | 144516 |  | 165892 |  | 437511.16
[5 empty] | Cost per SF |  |  | #REF! |  | #REF! |  | #REF! |  | #REF! |  | #REF! |  | #REF! |  | #REF! |  | #REF! |  | #REF! |  | #REF! |  | #REF!
[5 empty] | Cost per Unit |  |  | #REF! |  | #REF! |  | #REF! |  | #REF! |  | #REF! |  | #REF! |  | #REF! |  | #REF! |  | #REF! |  | #REF! |  | #REF!
QUALIFICATIONS
RFI#102 - solid surface/countertops locations
EXCLUSIONS/OWNER PROVIDED ITEMS:
ALTERNATES:
| Alternate No. 3 Plastic laminate countertops ilo solid surface | [6 empty] | -96475 | [16 empty] | i | 345000 | i | 1500
Add alternate to include preferred vendor (Catapult Construction)
PROPOSED VE (Provide Clear Description):
| Tile backsplash at units kitchen ilo solid surface | [6 empty] | -5250
FULLY LOADED LABOR RATES
Laborer
Mechanic
Superintendent
Project Manager
SCHEDULE
Prepared shop drawings/submittals
Mobilization
Total duration to complete scope of work
Winner
Company | Astera, Inc.
Contact | Hanna Raharjo
Phone | 877-374-6782
Email | hanna@asterakb.com
Base Bid | 550958.4066

## 13 30 Fab Eng Structures
Hedrick Plug
[5 empty] | X | Excluded
[5 empty] | I | Included |  |  |  |  | VE option |  | VE option
| BACK TO SUMMARY SHEET |  |  |  |  | Sub Add/Deduct | Bidder 1 |  | Bidder 2 |  | Bidder 3 |  | Bidder 4 |  | Bidder 5 |  | Bidder 6
Project: | ERAU Residential Hall & Garage Building |  |  |  |  | Company | Mitchell Metals |  | Paradise Panel and Steel |  | Coastal Metal |  | Rapid Accurate Design |  | Perfection Architectural Systems
Trade: | Fabricated Engineered Structures |  |  |  |  | Contact | Mitch Knowles |  | Ralph Gainer |  | Laura Montes |  | Zach Thompson |  | Tias Larson
CSI Code: | 13 30 00 |  |  |  |  | Phone | 770-431-7300 |  | 305-597-5714 ext 206 |  | 561-819-0308 |  | 561-635-5907 |  | 407-671-6225
Date: | [5 empty] | Email | mitch@mitchellmetals.net |  | rgainer@panelsandsteel.com |  | lmontes@coastalmetal.biz |  | zt@radaf.com |  | estimating@perfectionarch.com
[6 empty] | Adjusted Bid | 25199 |  | 25375 |  | 28552 |  | 34200 |  | 30375 |  | 0
|  | Plan/ Spec. Package | QTY | U/M | Unit Cost | Subtotal | Yes/No | Price | Yes/No | Price | Yes/No | Price | Yes/No | Price | Yes/No | Price | Yes/No | Price
GENERAL INCLUSIONS
| INCLUDES ALL SALES TAX | [5 empty] | i |  | i |  | i |  | i |  | i
| ALL HOISTING & RIGGING REQUIRED TO COMPLETE THIS SCOPE | [5 empty] | i |  | i |  | i |  | i |  | i
| PROVIDE P&P BONDS | [5 empty] | x |  | x |  | x |  | x |  | x
| FLORIDA STATE CONTRACTORS LIC. | [5 empty] | i |  | i |  | i |  | i |  | i
| GENERAL LIABILITY AND WORKERS COMP. INSURANCE LIMITS | [5 empty] | i |  | i |  | i |  | i |  | i
| STATE AND LOCAL TAXES | [5 empty] | i |  | i |  | i |  | i |  | i
| COMPASS | [5 empty] | x |  | x |  | i | {4.0} | x |  | x
SPECIFIC TRADE SCOPE OF WORK REQUIREMENTS
| BASE BID | [6 empty] | 25199 |  | 20375 |  | 13552 |  | 19200 |  | 30375
| Pre engineered rod canopies at roof level (6) | A644, A170 |  | SF |  |  | i |  | i | {4 canopies} | i | {4 canopies} | i |  | i
| 10 year manufacturer warranty | Section 133423 |  |  |  |  | i |  | i |  | i |  | i |  | i
| 2 coat Kynar finish | Section 133423 |  |  |  |  | i |  | i |  | i |  | i |  | i
| Approved manuf: PAS, Mapes, MASA, Mitchell | [5 empty] | i |  | i |  | i |  | i |  | i
| Downspouts | [5 empty] | i |  | i |  | i |  | i |  | i
| HB Adjustment to match specs | [5 empty] | i |  | P | 5000 | P | 15000 | P | 15000 | i
[5 empty] | SUBTOTAL |  |  | 25199 |  | 25375 |  | 28552 |  | 34200 |  | 30375 |  | 0
[5 empty] | BOND RATE |  | 0% |  | 0% |  | 0% |  | 0% |  | 0% |  | 0%
[5 empty] | BOND AMOUNT |  |  | 0 |  | 0 |  | 0 |  | 0 |  | 0 |  | 0
[5 empty] | ADJUSTED TOTAL |  |  | 25199 |  | 25375 |  | 28552 |  | 34200 |  | 30375 |  | 0
[5 empty] | Cost per SF |  |  | 0.043547 |  | 0.043851 |  | 0.049341 |  | 0.059102 |  | 0.052492 |  | 0
[5 empty] | Cost per Unit |  |  | 235.5047 |  | 237.1495 |  | 266.8411 |  | 319.6262 |  | 283.8785 |  | 0
QUALIFICATIONS
EXCLUSIONS/OWNER PROVIDED ITEMS:
ALTERNATES:
PROPOSED VE (Provide Clear Description):
FULLY LOADED LABOR RATES
Laborer
Mechanic
Superintendent
Project Manager
SCHEDULE
Prepared shop drawings/submittals
Mobilization
Total duration to complete scope of work
Winner
Company | Mitchell Metals
Contact | Mitch Knowles
Phone | 770-431-7300
Email | mitch@mitchellmetals.net
Base Bid | 25199

## 14 20 Elevators
Hedrick Plug
[5 empty] | X | Excluded
[5 empty] | I | Included
| BACK TO SUMMARY SHEET |  |  |  |  | Sub Add/Deduct | Bidder 1 |  | Bidder 2 |  | Bidder 3 |  | Bidder 4 |  | Bidder5 |  | Bidder6
Project: | ERAU Residential Hall & Garage Building |  |  |  |  | Company | KONE |  | TK |  | Schindler
Trade: | Elevators |  |  |  |  | Contact | Taylor Vaughan |  | Jonathan Davis
CSI Code: | 14 20 00 |  |  |  |  | Phone | (407) 812-8033 |  | (407) 832-1465
Date: | [5 empty] | Email | taylor.vaughan@kone.com |  | Jonathan.Davis@tkElevator.com
[6 empty] | Adjusted Bid | 1133900 |  | 684200 |  | 55500 |  | 0 |  | 0 |  | 0
|  | Plan/ Spec. Package | QTY | U/M | Unit Cost | Subtotal | Yes/No | Price | Yes/No | Price | Yes/No | Price | Yes/No | Price | Yes/No | Price | Yes/No | Price
GENERAL INCLUSIONS
| INCLUDES ALL SALES TAX | [5 empty] | i
| ALL HOISTING & RIGGING REQUIRED TO COMPLETE THIS SCOPE | [5 empty] | i
| PROVIDE P&P BONDS | [5 empty] | x
| FLORIDA STATE CONTRACTORS LIC. | [5 empty] | i
| GENERAL LIABILITY AND WORKERS COMP. INSURANCE LIMITS | [5 empty] | i
| STATE AND LOCAL TAXES | [5 empty] | i
| COMPASS | [5 empty] | i | {2.0}
SPECIFIC TRADE SCOPE OF WORK REQUIREMENTS
| BASE BID | [8 empty] | 628700
Manufacturers: Subject to compliance with requirements, provide products by one of the following:
Otis Elevator Co.
Schindler Elevator Corp.
| ThyssenKrupp Elevator | [7 empty] | I
| KONE Elevators | [5 empty] | I
| Group Number: One. | [6 empty] | 534700
Elevator Number(s): One and Two.
| Rated Load: 3500 lb (1589 kg). | [5 empty] | I |  | I
| Rated Speed: 150 fpm (0.75 m/s) minimum. | [5 empty] | I |  | I
| Standby-powered lowering | [7 empty] | I
| Card-reader operation | [6 empty] | 4500 | I
| Dual Car-Control Stations: Provide two car-control stations at each elevator | [5 empty] | I |  | X
| Group Number: Two. | [6 empty] | 267350
Elevator Number(s): Three.
| Rated Load: 3500 lb (1589 kg). | [5 empty] | I |  | I
| Rated Speed: 150 fpm (0.75 m/s) minimum. | [5 empty] | I |  | I
| Standby-powered lowering | [7 empty] | I
| Card-reader operation | [6 empty] | 2250 | I
| Single Car-Control Stations: Provide single car-control stations in each elevator | [7 empty] | I
| Group Number: Three. |  |  |  | 44558.3333 |  |  | 267350
Elevator Number(s): Four.
| Rated Load: 3500 lb (1589 kg). | [5 empty] | I |  | I
| Rated Speed: 150 fpm (0.75 m/s) minimum. | [5 empty] | I |  | I
| Standby-powered lowering | [7 empty] | I
| Card-reader operation | [6 empty] | 2250 | I
| Single Car-Control Stations: Provide single car-control stations in each elevator | [7 empty] | I
Cab Finishes
| Front Walls (Return Panels): Satin stainless steel, No. 4 finish. | [5 empty] | I |  | I
| Car Fixtures: Satin stainless steel, No. 4 finish. | [5 empty] | I |  | I
| Side and Rear Wall Panels. | [5 empty] | I |  | I
| Reveals: Satin stainless steel, No. 4 finish. | [5 empty] | I |  | I
| Door Faces (Interior): Satin stainless steel, No. 4 finish. | [5 empty] | I |  | I
| Door Sills: Aluminum. | [5 empty] | I |  | I
| Ceiling: Satin stainless steel, No. 4 finish. | [5 empty] | I |  | I
| Handrails: 1-1/2 inches (38 mm) round satin stainless steel, No. 4 finish. | [5 empty] | I |  | I
| Floor recessed and prepared to receive porcelain tile. | [5 empty] | I |  | I
| Group Battery-Powered Automatic Evacuation: Provide if no emergency generator is provided by Owner. | [7 empty] | I
| Hoistway Entrances | [5 empty] | I |  | I
Hoistway Entrances - Fire Rated - 1-1/2 hours
| Emergency Communication System | [5 empty] | I |  | I
| Firefighters' Two-Way Telephone Communication Service | [7 empty] | I
| Car Position Indicator | [5 empty] | I |  | I
| Hall Push-Button Stations | [7 empty] | I
| Provide hooks for protective pads in all cars and two complete set(s) of full-height protective pads. | [5 empty] | I |  | I
| Pit Access Ladders |  | 1 | ea | 2500 | 2500 |  | 2500 |  | 2500 |  | 2500
| Temp use - one time cost for re-inspection |  | 1 | ea | 4500 | 4500 |  | 4500 |  | 4500 |  | 4500
| Temp use - per 30 days |  | 2 | mo | 3500 | 3500 |  | 3500 |  | 3500 |  | 3500
| Temp use - operator |  | 1 | ls | 25000 | 25000 |  | 25000 |  | 25000 |  | 25000
| Run time for MEP |  | 1 | ls | 15000 | 15000 |  | 15000 |  | 15000 |  | 15000
| Temp protection |  | 1 | ea | 5000 | 5000 |  | 5000 |  | 5000 |  | 5000
[5 empty] | SUBTOTAL |  |  | 1133900 |  | 684200 |  | 55500 |  | 0 |  | 0 |  | 0
[5 empty] | BOND RATE |  | 0% |  | 0% |  | 0% |  | 0% |  | 0% |  | 0%
[5 empty] | BOND AMOUNT |  |  | 0 |  | 0 |  | 0 |  | 0 |  | 0 |  | 0
[5 empty] | ADJUSTED TOTAL |  |  | 1133900 |  | 684200 |  | 55500 |  | 0 |  | 0 |  | 0
[5 empty] | Cost per SF |  |  | 1.9595 |  | 1.1824 |  | 0.095911 |  | 0 |  | 0 |  | 0
[5 empty] | Cost per Unit |  |  | 10597.1963 |  | 6394.3925 |  | 518.6916 |  | 0 |  | 0 |  | 0
QUALIFICATIONS
EXCLUSIONS/OWNER PROVIDED ITEMS:
ALTERNATES:
PROPOSED VE (Provide Clear Description):
FULLY LOADED LABOR RATES
Laborer
Mechanic
Superintendent
Project Manager
SCHEDULE
Prepared shop drawings/submittals
Mobilization
Total duration to complete scope of work
Winner | [5 empty] | total |  | 1069400 |  | 628700
Company | KONE |  |  |  |  | per stop | 24 | 44558.3333 |  | 26195.8333
Contact | Taylor Vaughan
Phone | (407) 812-8033
Email | taylor.vaughan@kone.com
Base Bid | 1133900

## 14 80 Scaffolding (hidden)
Hedrick Plug
Excluded
| BACK TO SUMMARY SHEET |  |  |  |  | Included | Bidder 1 |  | Bidder 2 |  | Bidder 3 |  | Bidder 4 |  | Bidder5 |  | Bidder6
Project: | ERAU Residential Hall & Garage Building |  |  |  |  | Company
Trade: | Scaffolding |  |  |  |  | Contact
CSI Code: | 14 80 |  |  |  |  | Phone
Date: | [5 empty] | Email
Adjusted Bid | [5 empty] | Adjusted Bid | 0 |  | 0 |  | 0 |  | 0 |  | 0 |  | 0
BID DOCUMENTS: |  | Plan/ Spec. Package | QTY | U/M | Unit Cost | Subtotal | Yes/No | Price | Yes/No | Price | Yes/No | Price | Yes/No | Price | Yes/No | Price | Yes/No | Price
Plans By Division
| #REF! | P
| #REF! | P
| #REF! | P
| #REF! | P
| #REF! | P
| #REF! | P
| #REF! | P
| #REF! | P
| #REF! | P
Scaffolding
GENERAL INCLUSIONS
INCLUDES ALL SALES TAX
ALL HOISTING & RIGGING REQUIRED TO COMPLETE THIS SCOPE
PROVIDE P&P BONDS
FLORIDA STATE CONTRACTORS LIC.
GENERAL LIABILITY AND WORKERS COMP. INSURANCE LIMITS
STATE AND LOCAL TAXES
SPECIFIC TRADE SCOPE OF WORK REQUIREMENTS
BASE BID
[5 empty] | SUBTOTAL |  |  | 0 |  | 0 |  | 0 |  | 0 |  | 0 |  | 0
[5 empty] | BOND RATE |  | 0% |  | 0% |  | 0% |  | 0% |  | 0% |  | 0%
[5 empty] | BOND AMOUNT |  |  | 0 |  | 0 |  | 0 |  | 0 |  | 0 |  | 0
[5 empty] | ADJUSTED TOTAL |  |  | 0 |  | 0 |  | 0 |  | 0 |  | 0 |  | 0
[5 empty] | Cost per SF |  |  | 0 |  | 0 |  | 0 |  | 0 |  | 0 |  | 0
[5 empty] | Cost per Unit |  |  | 0 |  | 0 |  | 0 |  | 0 |  | 0 |  | 0
QUALIFICATIONS
EXCLUSIONS/OWNER PROVIDED ITEMS:
ALTERNATES:
PROPOSED VE (Provide Clear Description):
FULLY LOADED LABOR RATES
Laborer
Mechanic
Superintendent
Project Manager
SCHEDULE
Prepared shop drawings/submittals
Mobilization
Total duration to complete scope of work
Winner
Company
Contact
Phone
Email
Base Bid
Need Prequalification
Prequalified

## 14 91 Trash Chutes
Hedrick Plug
[5 empty] | X | Excluded
[5 empty] | I | Included
| BACK TO SUMMARY SHEET |  |  |  |  | Sub Add/Deduct | Bidder 2 |  | Bidder 1 |  | Bidder 3 |  | Bidder 4 |  | Bidder5 |  | Bidder6
Project: | ERAU Residential Hall & Garage Building |  |  |  |  | Company | Atlas |  | Taurus Chutes |  | Wolters Grace |  | In/EX Systems |  | Wilkinson High-Rise
Trade: | Trash Chutes |  |  |  |  | Contact | Jennifer Ponder |  | Maria Mercado |  | Paris Nabers |  | Tom Horan
CSI Code: | 14 91 00 |  |  |  |  | Phone | (678) 762-1088 |  | (305)497-0714 |  | (901) 508-8147 |  | (678) 766-8201
Date: | [5 empty] | Email | jennifer@atlas-disposal.com |  | sales01@tauruschutesinc.com |  | paris@woltgrace.com |  | tom@inexsystems.com
[6 empty] | Adjusted Bid | 114439.55 |  | 125190 |  | 126625.48 |  | 131210 |  | 0 |  | 0
|  | Plan/ Spec. Package | QTY | U/M | Unit Cost | Subtotal | Yes/No | Price | Yes/No | Price | Yes/No | Price | Yes/No | Price | Yes/No | Price | Yes/No | Price
GENERAL INCLUSIONS
| INCLUDES ALL SALES TAX | [5 empty] | i
| ALL HOISTING & RIGGING REQUIRED TO COMPLETE THIS SCOPE | [5 empty] | i
| PROVIDE P&P BONDS | [5 empty] | x
| FLORIDA STATE CONTRACTORS LIC. | [5 empty] | i
| GENERAL LIABILITY AND WORKERS COMP. INSURANCE LIMITS | [5 empty] | i
| STATE AND LOCAL TAXES | [5 empty] | i
| COMPASS | [5 empty] | x | {4.0}
SPECIFIC TRADE SCOPE OF WORK REQUIREMENTS
| BASE BID | [8 empty] | 95900
| Manufacturers: Subject to compliance with requirements, available manufacturers offering products that may be incorporated into the Work include, but are not limited to, the following: | [8 empty] | Taurus Chutes
American Chute Systems, Inc.
Chutes International.
Midland Chutes.
U.S. Chutes.
Valiant Products, Inc.
Western Chutes; Div. of Buchanan Company, Inc.
Wilkinson Hi-Rise, LLC.
| Chutes |  | 2 | ea |  |  | I | 37031.44 | I |  | I | 48367.54 | I | 73170
| 24" diameter as shown on plans and not per sepecification. | [5 empty] | I | 24" |  | 24" | I | 30" |  | 24"
| Chutes:Aluminum-coated, cold-rolled, commercial steel sheet; ASTM A 463/A 463M, Type 1 with not less than T1-40 (T1M-120) coating. Thickness: 0.060 inch (1.6 mm). | [5 empty] | I |  | I |  | I |  | I
| Intake Door Assemblies: ASTM A 240/A 240M, Type 304 stainless-steel, self-closing units with positive latch and latch handle ; as required to provide fire-protection and temperature-rise ratings indicated; and with frame suitable for enclosing chase cons | [5 empty] | I |  | I |  | I |  | I
| Intake Door Locks - Cylinder locks with keys that are removable only when cylinder is locked. | [5 empty] | I |  | I |  | I |  | I
| Intake Door Fire Rating - 2HR | [6 empty] | 1-1/2 HR |  | 1-1/2 HR | I |  |  | 1-1/2 HR
| Discharge-Door Assemblies: Aluminum-coated-steel doors as required to provide fire-protectionand temperature-rise ratings indicated; equipped with fusible links that cause doors to close in the event of fire. | [5 empty] | I |  | I |  | I |  | I
| Heat- and Smoke Detector System: Interlock system with temperature-rise elements that locks chute doors when temperature in chute reaches a predetermined, adjustable temperature. Locate smoke detector outside discharge door with solenoid to close discha | [5 empty] | I |  | I |  | I |  | I
| Access Door Assemblies: Manufacturer's standard ASTM A 240/A 240M, Type 302/304 stainless-steel doors; as required to provide fire-protection and temperature-rise ratings indicated; with frame suitable for enclosing chase construction; and in satin or No. | [5 empty] | I |  | I |  | I |  | I
| Manual Control System: Control system with manual switches that lock doors of chute during shutdown hours and service operations. | [5 empty] | I |  |  | 6290 | I |  | I
| Compactor |  | 2 | ea | 27204.055 |  | I | 54408.11 | I |  |  | 55257.94 |  | 35040
| Compactor shall be a Basis of Design Wilkinson Model No. 400-C5 fully auto-matic, electric eye controlled, hydraulically operated, stationary, ram compactor displacing 54 cubic yards of refuse per hour. | [5 empty] | I |  |  | 33 cy | I |  | I
| Roof Vent | [5 empty] | I |  | I |  | I |  | I
| Fire Sprinklers | [5 empty] | I |  | I |  | I |  | I
| Flushing Spray Unit | [5 empty] | I |  | I |  | I |  | I
| Sanitizing Unit | [5 empty] | I |  | I |  | I |  | I
| Intake Door Baffles | [5 empty] | I |  | I |  | I |  | I
| Sound Dampening | [5 empty] | I |  | I |  | I |  | I
| Provide three (3), each trash room U-Line’s H-2639, 1/2 cubic yard, standard duty, tilt trucks. | [5 empty] | I |  | I |  | I |  | I
| Sanitizing Unit - install access door & connect plumbing |  | 2 | ea | 1500 | 3000 |  | 3000 |  | 3000 |  | 3000 |  | 3000
| Flushing Spray Head - installation |  | 2 | ea | 750 | 1500 |  | 1500 |  | 1500 |  | 1500 |  | 1500
| Sprinkler connection |  | 2 | ea | 750 | 1500 |  | 1500 |  | 1500 |  | 1500 |  | 1500
| Manual Control Box - installation |  | 2 | ea | 1000 | 2000 |  | 2000 |  | 2000 |  | 2000 |  | 2000
| Addendum No. 5 - side wall vent & louver in lieu of roof vent |  | 2 | ea | 7500 | 15000 |  | 15000 |  | 15000 |  | 15000 |  | 15000
[5 empty] | SUBTOTAL |  |  | 114439.55 |  | 125190 |  | 126625.48 |  | 131210 |  | 0 |  | 0
[5 empty] | BOND RATE |  |  |  | 0% |  | 0% |  | 0% |  | 0% |  | 0%
[5 empty] | BOND AMOUNT |  |  | 0 |  | 0 |  | 0 |  | 0 |  | 0 |  | 0
[5 empty] | ADJUSTED TOTAL |  |  | 114439.55 |  | 125190 |  | 126625.48 |  | 131210 |  | 0 |  | 0
[5 empty] | Cost per SF |  |  | 0.19777 |  | 0.21634 |  | 0.21882 |  | 0.22675 |  | 0 |  | 0
[5 empty] | Cost per Unit |  |  | 1069.5285 |  | 1170 |  | 1183.4157 |  | 1226.2617 |  | 0 |  | 0
QUALIFICATIONS
9536.6292
EXCLUSIONS/OWNER PROVIDED ITEMS:
ALTERNATES:
| 30" | [6 empty] | 7608.87
PROPOSED VE (Provide Clear Description):
FULLY LOADED LABOR RATES
Laborer
Mechanic
Superintendent
Project Manager
SCHEDULE
Prepared shop drawings/submittals
Mobilization
Total duration to complete scope of work
Winner
Company | Atlas
Contact | Jennifer Ponder
Phone | (678) 762-1088
Email | jennifer@atlas-disposal.com
Base Bid | 114439.55

## 21 13 Fire Protection
Hedrick Plug
[5 empty] | X | Excluded
[5 empty] | I | Included
| BACK TO SUMMARY SHEET |  |  |  |  | Sub Add/Deduct | Bidder1 |  | Bidder 2 |  | Bidder 2 |  | Bidder 3 |  | Bidder 4 |  | Bidder5 |  | Bidder6
Project: | ERAU Residential Hall & Garage Building |  |  |  |  | Company | Precision Fire |  | Swanson Fire |  | Century Fire |  | Fire Safety
Trade: | Fire Protection |  |  |  | 578663 | Contact | Jon Arrowsmith |  | Johnathan Ortiz |  | Peter Amato |  | David Rose
CSI Code: | 14 91 00 |  |  |  | 242000 | Phone | 4078325118 |  | 9045221659 |  | 3213198850 |  | 4074558595
Date: |  |  |  |  | 336663 | Email | jon@precisionfs.com |  | johnathan@swansonfire.com |  | pamato@centuryfp.com |  | david.rose@firesafety-inc.com
[6 empty] | Adjusted Bid | 1325328.675 |  | 1275400 |  | 1548300 |  | 5279000 |  | 0 |  | 0 |  | 0
|  | Plan/ Spec. Package | QTY | U/M | Unit Cost | Subtotal | Yes/No | Price | Yes/No | Price | Yes/No | Price | Yes/No | Price | Yes/No | Price | Yes/No | Price | Yes/No | Price
GENERAL INCLUSIONS
| INCLUDES ALL SALES TAX | [5 empty] | i |  | i |  | i |  | i
| ALL HOISTING & RIGGING REQUIRED TO COMPLETE THIS SCOPE | [5 empty] | i |  | i |  | i |  | i
| PROVIDE P&P BONDS | [5 empty] | x | {2.0%} | x |  | x |  | x
| FLORIDA STATE CONTRACTORS LIC. | [5 empty] | i |  | i |  | i |  | i
| GENERAL LIABILITY AND WORKERS COMP. INSURANCE LIMITS | [5 empty] | i |  | i |  | i |  | i
| STATE AND LOCAL TAXES | [5 empty] | i |  | i |  | i |  | i
| COMPASS | [5 empty] | x | {4.0} | x |  | x |  | x
SPECIFIC TRADE SCOPE OF WORK REQUIREMENTS
| BASE BID | [8 empty] | 1235400 |  | 1508300 |  | 5279000
| Residential Hall |  |  |  | 2.4966 |  | i | 604170 | i |  | i |  | i
| Automatic -Wet standpipes in stair cases 2-1/2" NFPA 14 standards | F001 |  |  |  |  | i |  | i |  | i |  | i
| Automatic fire sprinkler system NFPA 13 | F001 |  |  |  |  | i |  | i |  | i |  | i
| Electric driven 750 GPM fire pump with controller and automatic transfer switches, jockey pump, jockey pump controller, exterior test header with hose vaves , pipe fittings and valves NFPA 20 standards | F001 |  |  |  |  | i | 56785 | i |  | i |  | i
| Fire department connection |  | 2 |  |  |  | i |  | i |  | i |  | i
| Provide water flow indicating switches and control valves at the pump room | [5 empty] | i |  | i |  | i |  | i
| Spriklers head shall be Fast response 155 F | [5 empty] | i |  | i |  | i |  | i
| CPVC pipies in living areas and black steel schdule 10 2 1/2" and larger pipes, and schedule 40 black steel for 2" and smaller pipes | [5 empty] | i |  | i |  | i |  | i
| All required system control valves | [5 empty] | i |  | i |  | i |  | i
| Dry Sprinkler valve cabinet w viking TOTALPAC3 |  | 10 |  |  |  | P | 40000 | P | 40000 | P | 40000
| Dry Pipe Valve w control valve w heat trace to prevent freezing (Excluded) | [5 empty] | x
| Parking Garage |  |  |  | 1.835 |  | i | 617780 | i |  | i |  | i
| Provide Dry pipe automatic sprinklers NFPA 13 | F001 |  |  |  |  | i |  |  | {wet system} | i
Sprinklers shall be brass type instaled on galvanized steel piping
General Scope
| All required testing as per code and drawings | F001 |  |  |  |  | i |  | i |  | i |  | i
| Microbial Induced Corrosion (MIC) lab test | F001 |  |  |  |  | i |  | i |  | i |  | i
| PIM coordination | [5 empty] | i |  | i |  | i |  | i
| Fire stop for all penetrations | [5 empty] | i |  | i |  | i |  | i
| Provide all required access panels | [5 empty] | i |  | i |  | i |  | i
| Warranty 1 year | [5 empty] | i |  | i |  | i |  | i
| Permit fees | [5 empty] | i |  | i |  | i |  | i
[5 empty] | SUBTOTAL |  |  | 1318735 |  | 1275400 |  | 1548300 |  | 5279000 |  | 0 |  | 0 |  | 0
[5 empty] | BOND RATE |  | 0.5% |  | 0% |  | 0% |  | 0% |  | 0% |  | 0% |  | 0%
[5 empty] | BOND AMOUNT |  |  | 6593.675 |  | 0 |  | 0 |  | 0 |  | 0 |  | 0 |  | 0
[5 empty] | ADJUSTED TOTAL |  |  | 1325328.675 |  | 1275400 |  | 1548300 |  | 5279000 |  | 0 |  | 0 |  | 0
[5 empty] | Cost per SF |  |  | 2.2903 |  | 2.204 |  | 2.6757 |  | 9.1228 |  | 0 |  | 0 |  | 0
[5 empty] | Cost per Unit |  |  | 12386.2493 |  | 11919.6262 |  | 14470.0935 |  | 49336.4486 |  | 0 |  | 0 |  | 0
QUALIFICATIONS
EXCLUSIONS/OWNER PROVIDED ITEMS:
ALTERNATES:
PROPOSED VE (Provide Clear Description):
FULLY LOADED LABOR RATES
Laborer
Mechanic
Superintendent
Project Manager
SCHEDULE
Prepared shop drawings/submittals
Mobilization
Total duration to complete scope of work
Winner
Company | Precision Fire
Contact | Jon Arrowsmith
Phone | 4078325118
Email | jon@precisionfs.com
Base Bid | 1325328.675

## 22 00 Plumbing
Hedrick Plug
[5 empty] | X | Excluded
[5 empty] | I | Included
| BACK TO SUMMARY SHEET |  |  |  |  | Sub Add/Deduct | Bidder2 |  | Bidder 1 |  | Bidder4 |  | Bidder3 |  | Bidder5 |  | Bidder 6
Project: | ERAU Residential Hall & Garage Building |  |  |  |  | Company | Express Plumbing |  | SR Plumbing |  | G&M Mechanical |  | SR Plumbing |  | Medic Air Systems |  | Paramount Plumbing,
Trade: | Plumbing |  |  |  |  | Contact | Clayton Shaheen |  | Jerry Schneider |  | Justin Jacobs |  | Jerry Schneider
CSI Code: | 22 00 00 |  |  |  |  | Phone | (386) 365-8979 |  | (407) 275-9614 |  | (904) 894-7261 |  | (407) 275-9614
Date: | [5 empty] | Email | claytons@explumbing.com |  | jerry@srplumbing.com |  | justin@gandmmechanical.com |  | jerry@srplumbing.com
[6 empty] | Adjusted Bid | 4143847.4 |  | 4705323.4 |  | 4810146.96 |  | 5285081.4 |  | 33847.4 |  | 33847.4
|  | Plan/ Spec. Package | QTY | U/M | Unit Cost | Subtotal | Yes/No | Price | Yes/No | Price | Yes/No | Price | Yes/No | Price | Yes/No | Price | Yes/No | Price
GENERAL INCLUSIONS
| INCLUDES ALL SALES TAX | [5 empty] | i
| ALL HOISTING & RIGGING REQUIRED TO COMPLETE THIS SCOPE | [5 empty] | i
| PROVIDE P&P BONDS | [5 empty] | x
| FLORIDA STATE CONTRACTORS LIC. | [5 empty] | i
| GENERAL LIABILITY AND WORKERS COMP. INSURANCE LIMITS | [5 empty] | i
| STATE AND LOCAL TAXES | [5 empty] | i
| COMPASS | [5 empty] | i | {1.4}
SPECIFIC TRADE SCOPE OF WORK REQUIREMENTS
| BASE BID | [6 empty] | 3600000 |  | 4561476 |  | 4299628.93 |  | 4561476
Below ground piping
| water - 1-1/2" & < - type L copper, PVC | [5 empty] | I | PVC | I |  | I |  | I | PVC
| water - 2" & > - type K copper | [5 empty] | I | 280000 | I |  | I | 450051.72 | I
| waste - cast iron or PVC | [5 empty] | I |  | I |  | I |  | I
| storm - cast iron or PVC | [5 empty] | I |  | I |  | I |  | I
| gas - steel pipe | [5 empty] | I |  | I |  | I |  | I
Above ground piping
| water - 1-1/2" & < - type L copper, CPVC, PEX | [5 empty] | I | CPVC | I |  | I |  | I
| water - 2" & > - type L copper | [5 empty] | I | inc | I |  | I | inc | I
| waste - cast iron or PVC | [5 empty] | I |  | I |  | I | 26618.91 | I
| storm - cast iron or PVC | [5 empty] | I |  | I |  | I |  | I
| gas - steel pipe | [5 empty] | I |  | I |  | I |  | I
| condensate piping | [5 empty] | I |  | I |  | I
Equipment Schedule
| AD-1 - AREA DRAIN |  | 0 | ea
| BP-1 - BOOSTER PUMP |  | 1 | ea |  |  | I |  | I |  | I | [7 empty] | BP-1 | 1
| BV-1 - BALANCING VALE |  | 13 | ea |  |  | I |  | I |  | I | [7 empty] | BV-1 | 13
| ECO-1 - EXT CLEANOUT |  | 4 | ea |  |  | I |  | I |  | I
| EPS-1 - GAS EMERGENCY POWER SHUT-OFF |  | 1 | ea |  |  | I |  | I |  | I
| FCO - FLOOR CLEANOUT |  | 6 | ea |  |  | I |  | I |  | I
| FD-1 - FLOOR DRAIN |  | 16 | ea |  |  | I |  | I |  | I | [7 empty] | FD-1 | 16
| FD-2 - FLOOR DRAIN |  | 2 | ea |  |  | I |  | I |  | I | [7 empty] | FD-2 | 2
| FS-1 - FLOOR SINK |  | 0 | ea
| GAS REGULATOR |  | 0 | ea
| GC-1 - GAS CONTROL BOX |  | 1 | ea |  |  | I |  | I |  | I | [7 empty] | GAS REGULATOR | 1
| GD-1 GARAGE DRAIN |  | 14 | ea |  |  | I |  | I |  | I
| GI-1 - GREASE INTERCEPTOR |  | 2 | ea |  |  | I | 35000 | I
| PRV-1 - |  | 12 | ea |  |  | I |  | I |  | I | [7 empty] | PRV-1 | 12
| GSV-1 - GAS SOLENOID VALVE |  | 1 | ea |  |  | I |  | I |  | I | [7 empty] | RCP-1 | 1
| GWH-1 - GAS WATER HEATER |  | 6 | ea |  |  | I |  | I |  | I | [7 empty] | GWH-1 | 6
| HB-1 - HOSE BIB |  | 1 | ea |  |  | I |  | I |  | I | [7 empty] | HD-1 | 1
| HD-1 - HUB DRAIN |  | 65 | ea |  |  | I |  | I |  | I | [7 empty] | HB-1 | 2
| IMB-1 - ICE MAKER BOX |  | 2 | ea |  |  | I |  | I |  | I | [7 empty] | IMB-1 | 2
| RCP-1 - RECIRCULATION PUMP |  | 0 | ea
| RD-1 - ROOF DRAIN |  | 2 | ea |  |  | I |  | I |  | I
| RD-2 - ROOF DRAIN OVERFLOW |  | 0 | ea
| RH-1 - ROOF HYDRANT |  | 0 | ea
| RPBFP-1 - REDUCED PRESSURE BACKFLOW PREVENTER |  | 0 | ea
| SI-1 - SOLIDS INTERCEPTOR |  | 2 | ea |  |  | I |  | I |  | I
| TD-1 - TRENCH DRAIN - made an Allowance per Addendum #8 |  | 2 | ea |  |  | X | 85000 | I |  | I
| TMV-1 - THERMOSTATIC MIXING VALVE |  | 1 | ea |  |  | I |  | I |  | I | [7 empty] | TMV-1 | 1
| WCO - WALL CLEANOUT |  | 0 | ea
| WH-1 - WALL HYDRANT |  | 3 | ea |  |  | I |  | I |  | I | [7 empty] | WH-1 | 3
| ELEVATOR SUMP PUMP |  | 2 | ea |  |  | I |  | I |  | I
| Plumbing drawings P-101 & P-103 show a O/S INT-1. This equipment is not listed on the plumbing schedules nor is it called for in the specifications. |  | 2 | ea |  |  |  | 110000 |  | 110000 | I |  |  | 689758
Common Plumbing Fixture Schedule
| EWC-1 - ELECTRIC WATER COOLER |  | 2 | ea |  |  | I |  | I |  | I | [7 empty] | EWC-1 | 2
| L-1 - LAVATORY |  | 12 | ea |  |  | I |  | I |  | I | [7 empty] | L-1 | 12
| L-2 - LAVATORY |  | 10 | ea |  |  | I |  | I |  | I | [7 empty] | L-2 | 10
| MS-1 - MOP SINK |  | 4 | ea |  |  | I |  | I |  | I
| S-1 - KICTHEN SINK |  | 2 | ea |  |  | I |  | I |  | I | [7 empty] | S-1 | 2
| UR-1 - URINAL & FLUSH VALVE |  | 3 | ea |  |  | I |  | I |  | I | [7 empty] | UR-1 | 3
| UR-2 - URINAL & FLUSH VALVE |  | 1 | ea |  |  | I |  | I |  | I | [7 empty] | UR-2 | 1
| WC-1 - WATER CLOSET & FLUSH VALVE |  | 12 | ea |  |  | I |  | I |  | I | [7 empty] | WC-1 | 12
| WC-2 - WATER CLOSET & FLUSH VALVE |  | 10 | ea |  |  | I |  | I |  | I | [7 empty] | WC-2 | 10
| Units Plumbing Fixture Schedule | [18 empty] | G&S |  | HC Units | 10 |  | Std Units | 93
| AAV-1 - AIR ADMITTANCE VALVE |  | 98 | ea |  |  | I |  | I |  | I | [7 empty] | AAV-1 | 4 | AAV-1 | 1 | 10 | AAV-1 | 1 | 93
| BV-1 - BALANCING VALE |  | 190 | ea |  |  | I |  | I |  | I | [7 empty] | BV-1 | 2 | BV-1 | 2 | 20 | BV-1 | 2 | 186
| IMB-1 - ICE MAKER BOX |  | 96 | ea |  |  | I |  | I |  | I | [7 empty] | IMB-1 | 1 | IMB-1 | 2 | 20 | IMB-1 | 1 | 93
| L-1 - LAVATORY |  | 375 | ea |  |  | I |  | I |  | I | [7 empty] | L-1 | 3 |  |  | 0 | L-1 | 4 | 372
| L-2 - LAVATORY |  | 7 | ea |  |  | I |  | I |  | I | [7 empty] | L-2 | 3 | L-2 | 4 | 40 |  |  | 0
| S-1 - KICTHEN SINK |  | 98 | ea |  |  | I |  | I |  | I | [7 empty] | S-1 | 4 | S-1 | 1 | 10 | S-1 | 1 | 93
| SH-1 - SHOWER - shower enclosure & fixture |  | 375 | ea |  |  | I |  | I |  | I | [7 empty] | SH-1 | 3 |  |  | 0 | SH-1 | 4 | 372
| SH-2 - SHOWER ADA |  | 7 | ea |  |  | I |  | I |  | I | [7 empty] | SH-2 | 3 | SH-2 | 4 | 40 |  |  | 0
| WB-1 - WALL BOX |  | 98 | ea |  |  | I |  | I |  | I | [7 empty] | WB-1 | 4 | WB-1 | 1 | 10 | WB-1 | 1 | 93
| WC-1 - WATER CLOSET & FLUSH VALVE |  | 375 | ea |  |  | I |  | I |  | I | [7 empty] | WC-1 | 3 |  |  | 0 | WC-1 | 4 | 372
| WC-2 - WATER CLOSET & FLUSH VALVE |  | 7 | ea |  |  | I |  | I |  | I | [7 empty] | WC-2 | 3 | WC-2 | 4 | 40
| Pipe Guards - Beacon Industries BDSG-48 | 2/A510
| purchase |  | 22 | ea | 456 | 10032 |  | 10032 |  | 10032 |  | 10032 |  | 10032 |  | 10032 |  | 10032
| tax |  | 1 | ls | 752.4 | 752.4 |  | 752.4 |  | 752.4 |  | 752.4 |  | 752.4 |  | 752.4 |  | 752.4
| shipping |  | 1 | ls | 2013 | 2013 |  | 2013 |  | 2013 |  | 2013 |  | 2013 |  | 2013 |  | 2013
| install |  | 22 | ea | 275 | 6050 |  | 6050 |  | 6050 |  | 6050 |  | 6050 |  | 6050 |  | 6050
| Allowance No. 9 - exterior gas line | [6 empty] | 15000 |  | 15000 |  | 15000 |  | 15000 |  | 15000 |  | 15000
[5 empty] | SUBTOTAL |  |  | 4143847.4 |  | 4705323.4 |  | 4810146.96 |  | 5285081.4 |  | 33847.4 |  | 33847.4
[5 empty] | BOND RATE |  | 0% |  | 0% |  | 0% |  | 0% |  | 0% |  | 0%
[5 empty] | BOND AMOUNT |  |  | 0 |  | 0 |  | 0 |  | 0 |  | 0 |  | 0
[5 empty] | ADJUSTED TOTAL |  |  | 4143847.4 |  | 4705323.4 |  | 4810146.96 |  | 5285081.4 |  | 33847.4 |  | 33847.4
[5 empty] | Cost per SF |  |  | 7.1611 |  | 8.1314 |  | 8.3125 |  | 9.1333 |  | 0.058492 |  | 0.058492
[5 empty] | Cost per Unit |  |  | 38727.5458 |  | 43974.985 |  | 44954.6445 |  | 49393.2841 |  | 316.3308 |  | 316.3308
QUALIFICATIONS
Plumbing fixtures are included as shown on the Plumbing Drawings only.
Roof drain pipe guards are included at the roof deck level only
Plumbing drawings P-101 & P-103 show a O/S INT-1. This equipment is not listed on the plumbing schedules nor is it called for in the specifications. We do not have enough information to price this. We exclude the 2 ea O/S INT-1.
EXCLUSIONS/OWNER PROVIDED ITEMS:
ALTERNATES:
PROPOSED VE (Provide Clear Description):
| Discount to use alternate trim package by Olympia. L-6160B, T-2302, K-5030, & T-2302-ADA. | [6 empty] | -180000
| Discount to use standard tank type 1.28gpf water closets by Gerber in units. GRN31212 & GRN31218. | [6 empty] | -140000
FULLY LOADED LABOR RATES
Laborer
Mechanic
Superintendent
Project Manager
SCHEDULE
Prepared shop drawings/submittals
Mobilization
Total duration to complete scope of work
Winner
Company | Express Plumbing
Contact | Clayton Shaheen
Phone | (386) 365-8979
Email | claytons@explumbing.com
Base Bid | 4143847.4

## 23 00 HVAC
Hedrick Plug
[5 empty] | X | Excluded
[5 empty] | I | Included | preferred |  | preferred |  |  |  | preferred
| BACK TO SUMMARY SHEET |  |  |  |  | Sub Add/Deduct | Bidder 1 |  | Bidder 2 |  | Bidder 3 |  | Bidder 4 |  | Bidder 6 |  | Bidder 7 |  | Bidder 8 |  | Bidder 9 |  | Bidder 10 |  | Bidder 11 |  | Bidder 12
Project: | ERAU Residential Hall & Garage Building |  |  |  |  | Company | Energy Air, Inc. |  | Ferran Services |  | Medic Air |  | Hill York |  | J.R. Hobbs |  | McCloskey |  | McDonald |  | Meridian Mechanical Services |  | Medic Air |  | Wright Brothers |  | Triad Mechanical
Trade: | HVAC |  |  |  |  | Contact | Brandon Ulmer |  | Paul Parker |  | Cale Janssen |  | Brian Davis |  | Marco Gomez |  | McCloskey Mechanical |  | Shadrek Parker |  | Scott Wallick |  | Cale Janssen |  | Bruce Aung |  | Anderson Vergara
CSI Code: | 23 00 00 |  |  |  |  | Phone | 407-781-1779 |  | 407-356-7757 |  | 386-760-2356 |  | 321-261-1643 |  | 470-738-2431 |  | 856-784-5080 |  | 407-280-5461 |  | 888-552-0026 |  | 386-760-2356 |  | 561-386-8215 |  | 470-370-4924
Date: | [5 empty] | Email | bulmer@energyair.com |  | pparker@ferran-services.com |  | cjanssen@medicairsystems.com |  | bdavis@hillyork.com |  | mgomez@jrhobbs.com |  | dcbids@mccloskeymechanical.com |  | shadrek@mcdonaldair.com |  | swallick@meridianmechanical.com |  | cjanssen@medicairsystems.com |  | baung@wrightbrotherscs.com |  | andersonvergara@triadmechanical.com
[6 empty] | Adjusted Bid | 10305235 |  | 10681543.005 |  | 11632480 |  | 100000 |  | 100000 |  | 100000 |  | 100000 |  | 100000 |  | 100000 |  | 100000 |  | 100000
|  | Plan/ Spec. Package | QTY | U/M | Unit Cost | Subtotal | Yes/No | Price | Yes/No | Price | Yes/No | Price | Yes/No | Price | Yes/No | Price | Yes/No | Price | Yes/No | Price | Yes/No | Price | Yes/No | Price | Yes/No | Price | Yes/No | Price
GENERAL INCLUSIONS
| INCLUDES ALL SALES TAX | [5 empty] | i |  | i |  | i
| ALL HOISTING & RIGGING REQUIRED TO COMPLETE THIS SCOPE | [5 empty] | i |  | i |  | i
| PROVIDE P&P BONDS | [5 empty] | x | {1.0%} | x | {2.0%} | x
| FLORIDA STATE CONTRACTORS LIC. | [5 empty] | i |  | i |  | i
| GENERAL LIABILITY AND WORKERS COMP. INSURANCE LIMITS | [5 empty] | i |  | i |  | i
| STATE AND LOCAL TAXES | [5 empty] | i |  | i |  | i
| COMPASS | [5 empty] | x |  | x |  | x
SPECIFIC TRADE SCOPE OF WORK REQUIREMENTS
| BASE BID | [6 empty] | 9706000 |  | 10422636 |  | 11532480
**Chilled water from the loop surrounding the building, no chiller required**
| Equipment | [5 empty] | i |  | i |  | i
| Corridors (Chilled water fan coil units - in mech rooms) BOD: IEC, Model MPY | [5 empty] | i |  | i |  | i
| BOH (Chilled water fan coil units - wall mounted - no duct) Manuf: Multiaqua | [5 empty] | i |  | i |  | i
| Common Areas (Chilled water fan coil units - in mech rooms) BOD: IEC, Model MPY | [5 empty] | i |  | i |  | i
| Units (Chilled water fan coil units - in AC closets) BOD: IEC, Model MPY | [5 empty] | i |  | i |  | i
| DOAS (BOD: Valent) - fresh air to units and corridors | [5 empty] | i |  | i |  | i
| Elevators (RTUs) - BOD: Trane | [5 empty] | i |  | i |  | i
| Telecom RM (Split system w/ outdoor condensor&compressor) BOD: Mitsubishi, 21.3 SEER2 |  |  | EA |  |  | i |  | i |  | i
| Electric heaters - serving stairs - Manuf: Qmark | [5 empty] | i |  | i |  | i
| Chiller pumps w/VFD (BOD: Bell&Gossett, approved manuf:) | [5 empty] | i |  | i |  | i
| Exhaust Fans (Manuf: Greenheck) | [5 empty] | i |  | i |  | i
| EF-1 Units Bathrooms | [5 empty] | i |  | i |  | i
| EF-2,3 Unit Chases - located in the roof - serving unit chases (plumbing vent risers) | [5 empty] | i |  | i |  | i
| EF-4,5 Restrooms 1st floor | [5 empty] | i |  | i |  | i
| GF-1,2,3,4 Garage exhaust fans |  | 4 | EA |  |  | i |  | i |  | i
| Air distribution (Metal Aire and Greenheck) | [5 empty] | i |  | i |  | i
| 4W,SW,RD - Diffusers, Registers and Grilles | [5 empty] | i |  | i |  | i
| RG - Return grilles | [5 empty] | i |  | i |  | i
| TG - Transfer grilles | [5 empty] | i |  | i |  | i
| EG - Exhaust grilles | [5 empty] | i |  | i |  | i
| EL - Exhaust louvers - Greenheck | [5 empty] | i |  | i |  | i
| OAL - OA Intake Louvers - Greenheck | [5 empty] | i |  | i |  | i
| EL - Garage Exhaust lovers - Greenheck | [5 empty] | i |  | i |  | i
| Water piping | [5 empty] | i |  | i |  | i
| Underground CHW - (Site 8" pipe as per RFI#17), preinsulated HDPE or Aquatherm - qualify | RFI#17, 18 |  |  |  |  | i | steel pipe | i |  | i
| Aboveground CHW - black steel Sch 40 | Spec 232113 |  |  |  |  | i | steel pipe | i |  | i
| Insulated Chilled Water pipes outside building footprint | [5 empty] | x | 440000 | x |  | x
| Condensate piping - Type M Copper | Spec 230518 |  |  |  |  | i | Type L Copper | i |  | i
| HVAC Controls - Approved: Trane, ALC, Johnson Controls, Siemens, KMC | [5 empty] | i |  | i | JCI | i
| Ductwork as per schedule in M602 | [5 empty] | i |  | i |  | i
| Exhaust: single wall sheet metal, spiral round where exposed, no insulation | [5 empty] | i |  | i |  | i
| Premanuf subduct riser | Note 3/M421 4/M503 |  |  |  |  | i |  | i |  | i
| Dryer exhaust: 4" galv sheet metal dryer vent to exterior vent cap. | [5 empty] | i |  | i |  | i
| Supply: single wall sheet metal, concealed 2" external wrap, exposed 1 1/2" rigid board | [5 empty] | i |  | i |  | i
| Outside Air: single wall sheet metal, concealed 2" external wrap, exposed 1 1/2" rigid board | [5 empty] | i |  | i |  | i
| General Scope | [5 empty] | i |  | i |  | i
| Dryer boxes | [5 empty] | i |  | i |  | i
| Dryer vent caps | [5 empty] | i |  | i |  | i
| Shop Drawings and Submittals | [5 empty] | i |  | i |  | i
| Access Panels | [5 empty] | i |  | i |  | i
| Air Filters | [5 empty] | i |  | i |  | i
| Temp. Construction Filters | [5 empty] | i |  | i |  | i
| Certified Test and Balance only in Common Areas - See alternate | [5 empty] | i | common areas and 10% type of unit | i | 46530 | i
| Equipment, crane and Labor Warranties per SPecifications | [5 empty] | i |  | i |  | i
| Roof curbs (18" plenum rated insulated for DOAS) | Note14/DOAS sch M602 |  |  |  |  | i |  | i |  | i
| Condensate piping | [5 empty] | i |  | i |  | i
| Rooftop stands w/ vibration isolators, Florida approved | Note6/EF sch M602 |  |  |  |  | i |  | i |  | i
| Vibration isolators for chiller pumps | 3/M504 |  |  |  |  | i |  | i |  | i
| Fire/Smoke dampers | [5 empty] | i |  | i |  | i
| Firestopping of all penetrations | [5 empty] | i |  | i |  | i
| Intumescent paint at back of mech room doors - in Painting | [5 empty] | x |  | x |  | x
| BIM Modeling | [5 empty] | P | 59235 | i | 59235 | i
| Permits | [5 empty] | i |  | i | {101,099} | i
| Relocation of existing chilled waters - temporary service to Advanced Flight Simulation Center - RFI#216 - to exclude | [5 empty] | x |  | x |  | x
| To integrate Residence Units to campus BAS system | [5 empty] | x | see alternate | x | see alternate | x | see alternate
| Allowance No. 10 of $100,000 for misc mech devices | [6 empty] | 100000 |  | 100000 |  | 100000 |  | 100000 |  | 100000 |  | 100000 |  | 100000 |  | 100000 |  | 100000 |  | 100000 |  | 100000
[5 empty] | SUBTOTAL |  |  | 10305235 |  | 10628401 |  | 11632480 |  | 100000 |  | 100000 |  | 100000 |  | 100000 |  | 100000 |  | 100000 |  | 100000 |  | 100000
[5 empty] | BOND RATE |  | 0% |  | 0.5% |  | 0% |  | 0% |  | 0% |  | 0% |  | 0% |  | 0% |  | 0% |  | 0% |  | 0%
[5 empty] | BOND AMOUNT |  |  | 0 |  | 53142.005 |  | 0 |  | 0 |  | 0 |  | 0 |  | 0 |  | 0 |  | 0 |  | 0 |  | 0
[5 empty] | ADJUSTED TOTAL |  |  | 10305235 |  | 10681543.005 |  | 11632480 |  | 100000 |  | 100000 |  | 100000 |  | 100000 |  | 100000 |  | 100000 |  | 100000 |  | 100000
[5 empty] | Cost per SF |  |  | 17.8087 |  | 18.459 |  | 20.1023 |  | 0.17281 |  | 0.17281 |  | 0.17281 |  | 0.17281 |  | 0.17281 |  | 0.17281 |  | 0.17281 |  | 0.17281
[5 empty] | Cost per Unit |  |  | 96310.6075 |  | 99827.5047 |  | 108714.7664 |  | 934.5794 |  | 934.5794 |  | 934.5794 |  | 934.5794 |  | 934.5794 |  | 934.5794 |  | 934.5794 |  | 934.5794
QUALIFICATIONS
EXCLUSIONS/OWNER PROVIDED ITEMS:
ALTERNATES:
| Test and Balance in Residential Units | [7 empty] | i | 82790 | i
| To integrate Residence Units to campus BAS system | [7 empty] | i | 406520 | i | 390520
PROPOSED VE (Provide Clear Description):
Remove Electric Heaters at Stairwells
Fiberglass ductwork ilo sheet metal
FULLY LOADED LABOR RATES
Laborer
Mechanic
Superintendent
Project Manager
SCHEDULE
Prepared shop drawings/submittals
Mobilization
Total duration to complete scope of work
Winner
Company | Energy Air, Inc.
Contact | Brandon Ulmer
Phone | 407-781-1779
Email | bulmer@energyair.com
Base Bid | 10305235
Note on B68: Claudia Mejias: very important to revise crane

## 26 00 Electrical
Vn | [5 empty] | Hedrick Plug
[5 empty] | X | Excluded
[5 empty] | I | Included | [11 empty] | -1643729
| BACK TO SUMMARY SHEET |  |  |  |  | Sub Add/Deduct | Bidder1 |  | Bidder2 |  | Bidder 2 |  | Bidder 3 |  | Bidder 5 |  | Bidder 6
Project: | ERAU Residential Hall & Garage Building |  |  |  |  | Company | Contigo Electric R2 |  | Boys Electrical |  | Power Design |  | Randal |  | Giles Electric |  | Van Kirk |  | Bartram
Trade: | Electrical |  |  |  |  | Contact | Eddie Sanchez |  | Brian Trumble 1015 |  | Joshua Komis |  | Tim Goff 508 |  | Tyler Scholz |  | Nick Stevonson
CSI Code: | 26 00 00 |  |  |  |  | Phone | 4072729146 |  | 3217273887 |  |  |  | 3212691124 |  | 3865660829
Date: | [5 empty] | Email | david@contigoelectric.com |  | btrumble@boyselectrical.com |  | jkomis@powerdesigninc.us |  | tgoff@randallconstruction.com |  | tyler.scholz@gileselectriccompany.com
[6 empty] | Adjusted Bid | 9877140 |  | 13790000 |  | 14771471 |  | 15357917 |  | 18180000 |  | 12146271 |  | 8896563.42
|  | Plan/ Spec. Package | QTY | U/M | Unit Cost | Subtotal | Yes/No | Price | Yes/No | Price | Yes/No | Price | Yes/No | Price | Yes/No | Price | Yes/No | Price
GENERAL INCLUSIONS
| INCLUDES ALL SALES TAX | [5 empty] | i |  | i
| ALL HOISTING & RIGGING REQUIRED TO COMPLETE THIS SCOPE | [5 empty] | i |  | i
| PROVIDE P&P BONDS | [5 empty] | x | {2.0%} | x
| FLORIDA STATE CONTRACTORS LIC. | [5 empty] | i |  | i
| GENERAL LIABILITY AND WORKERS COMP. INSURANCE LIMITS | [5 empty] | i |  | i | [8 empty] | 46000
| STATE AND LOCAL TAXES | [5 empty] | i |  | i
| COMPASS | [5 empty] | x |  | i | {1.6}
SPECIFIC TRADE SCOPE OF WORK REQUIREMENTS
| BASE BID | [6 empty] | 9498000 |  | 13510000 |  | 10750000 |  | 10474293 |  | 17650000 |  | 8145800 |  | 8442121
| Light Fixtures | [12 empty] | 2786471 |  |  | i
| Disconnect, remove or relocate all existing electrical material and equipment that interferes with new installation | E010 |  |  |  |  | i |  | i |  | P |  | i |  | i | 250000 | i
| Light fixtures By Sesco Lighting as per Lighting Package dated 07/15/25 | [5 empty] | i |  | i |  | P | 2786471 | i |  | i |  | i | 2786471 |  | {1908580}
| Lighting control panel | [5 empty] | i |  | i |  | P | 950000 | i |  | i |  | i
| Bases of design for Low Voltage lighting control system shall be Wattstopper DLM. All lighting control devices shall be able to be controlled via Wattstopper LMCT-100-2 handheld wireless configuration tool | E121 |  |  |  |  | i |  | i |  | P |  | i |  | i |  | i
| Site light fixtures as per schedule (Gardco PureForm& Form 10 Led) | E003,004 |  |  |  |  | i |  | i |  | P |  | i |  | i |  | i
| Concrete site lighting pole bases | [5 empty] | p | 5000 | i |  | P | 5000 | p | 5000 | p |  | p | 5000
| Garage & Canopy light fixtures as per schedule (Gradco SoftView &GeoForm | E003 |  |  |  |  | i |  | i |  | P |  | i |  | i |  | i
| All required emergency exits and emergency egress lights as per drawings and it shall be connected to the emergency system lighting circuits | E121 |  |  |  |  | i |  | i |  | P |  | i |  | i |  | i
| Provide flight obstruction lights as required by the FAA | E270 |  |  |  |  | i |  | i |  | P |  | i |  | i |  | i
| DC-powered linear light fixtures installed on the window fins at student bedrooms and lighting integrated into the first floor canopy will be installed as per the instructions and details in (RFI 1-37 ADD#1) | RFI1-37 |  |  |  |  | i |  | i |  | P |  | i |  | i |  | i
| Lighting control system devices such as occupancy sensors, daylight sensors, vacancy sensors, wall switches, power racks, ETC shall be as required by the lighting controls manufacturer and coordinated with their shop drawings, the quantities, types and locations of devices shown on the lighting control shop drawings shall supersede devices indicated on the floor plan | E121 |  |  |  |  | i |  | i |  | P |  | i |  | i |  | i
Conduits, Cables & Switches
| All required Light switches as per drawings and it shall be 120 V rated unless otherwise noted | E121 |  |  |  |  | i |  | i |  | i |  | i |  | i |  | i
| All required feeders as per schedule | E601,602 |  |  |  |  | i |  | i |  | i |  | i |  | i |  | i
| All conductors shall be copper (#12 MIN) | E001 |  |  |  |  | i |  | i |  | i |  | i |  | i |  | i
| Secondary service feeders | [5 empty] | i |  | i |  | i |  | i |  | i |  | i
| Power utility company conduits | [5 empty] | x |  | x |  | x |  | x |  | x |  | x
| Minimum size conduit shall be 3/4" unless noted otherwise | E121 |  |  |  |  | i |  | i |  | i |  | i |  | i |  | i
| Provide A UL924 emergency bypass relay in each room with emergency lighting to overrode the lighting control to turn on emergency lighting fixtures during a power outage event | E121 |  |  |  |  | i |  | i |  | i |  | i |  | i |  | i
| Provide Junction boxes for future EV charging station 208V/1P,(2)40A level 2 -level6 8/ea parking garage | E011,221 | 40 |  |  |  | i |  | i |  | i |  | i |  | i |  | i
| Provide all required conduit pathways, pull strings. boxes and rough-ins necessary to accommodate the future EV system (add#1 RFI 1-20) | RFI1-20 |  |  |  |  | i |  | i |  | i |  | i |  | i |  | i
| Provide Junction boxes for Fire protection dry-pipe cabinet power connections 1/ea floor from level 2 to level 6 parking garage | E262 | 5 |  |  |  | i |  | i |  | i |  | i |  | i |  | i
| Utility 480Y/277V transformer/Meters to new locations per drawing | E011 |  |  |  |  | i |  | i |  | i |  | i |  | i |  | i
| Empty conduits for low voltage scope | [5 empty] | i |  | i |  | i |  | i |  | i |  | i
| All conduit shall extend 6" above transformer pad, conduit shall have insulated grounding bushing bonded by #4 bare copper | E424 |  |  |  |  | i |  | i |  | i |  | i |  | i |  | i
| Copper ground Bus Bar | E502 |  |  |  |  | i |  | i |  | i |  | i |  | i |  | i
| Provide and install surge protection | [5 empty] | i |  | i |  | i |  | i |  | i |  | i
| Telaphone utility company conduits | [5 empty] | P | 45000 | i |  | i |  | i |  | i |  | i
| Switchboards / Panels | [5 empty] | i |  | i |  | i |  | i |  | i |  | i
| Switchboard MSB1 3000 A 480Y/277V at main electrical room | E601,791 | 1 |  |  |  | i |  | i |  | i |  | i |  | i |  | i
| Branch Panels Ah1,Ah3,Ah5 & Ah6 | E601,701 | 4 |  |  |  | i |  | i |  | i |  | i |  | i |  | i
| Branch Panels ALDP1,AL1A, AL1B, AL1C, & AL1D | E601,702 | 5 |  |  |  | i |  | i |  | i |  | i |  | i |  | i
| BranchPanels AL2, 3, 4, 5, 6, ALT1, 2, 4, & 6 | E601,703,704 | 10 |  |  |  | i |  | i |  | i |  | i |  | i |  | i
| Branch panels AEMH1, 3, 5, 6, AEML1, 3, 5, AEQH1, AEQL1, AEQL3, AEQL5 | E601,705,706 | 9 |  |  |  | i |  | i |  | i |  | i |  | i |  | i
| Branch Panels BH1, 3, 5, 6 | E601,711 | 4 |  |  |  | i |  | i |  | i |  | i |  | i |  | i
| Branch panels BLDP1, BL1A, 1B, 1C, 1D | E601,712 | 5 |  |  |  | i |  | i |  | i |  | i |  | i |  | i
| Branch panels BL2, 3, 4, 5, 6, BLT1, 2, 4, 6 | E601,713,714 | 9 |  |  |  | i |  | i |  | i |  | i |  | i |  | i
| Branch Panels BEMH1, 3, 5, BEML1, 3, 5 | E601,715 | 6 |  |  |  | i |  | i |  | i |  | i |  | i |  | i
| Branch Panels BEQH1, BEQL1, BEQL3, BEQL5 | E602,716 | 2 |  |  |  | i |  | i |  | i |  | i |  | i |  | i
| Transformers T-AEM1 75KVA, T-AEQ175KVA, TA1 500 KVA & TB1 500KVA | E601 | 4 |  |  |  | i |  | i |  | i |  | i |  | i |  | i
| Transformers T-BEM1 75KVA, T-BEQ17 5KVA | E602 | 2 |  |  |  | i |  | i |  | i |  | i |  | i |  | i
| ATS 600 A 4-Pole | E601 | 1 |  |  |  | i |  | i |  | i |  | i |  | i |  | i
| ATS for fire protection service | E601 | 1 |  |  |  | i |  | i |  | i |  | i |  | i |  | i
| Diesel Genrator 1000 KW | E601 | 1 |  |  |  | i |  | i |  | i |  | i |  | i |  | i | 1000 KW
| Residential Switchboard MSB2 4000 A | E603 | 1 |  |  |  | i |  | i |  | i |  | i |  | i |  | i
| Main Floor panels A2D, A3D, A4D, A5D, A6D, B2D, B3D, B4d, B5d, B6D | E603 | 12 |  |  |  | i |  | i |  | i |  | i |  | i |  | i
| Units Panels 200 A | E603 | 107 |  |  |  | i |  | i |  | i |  | i |  | i |  | i
-273900
| Fire Alarm | [5 empty] | i |  | i |  | i |  | i | 1812153 | i |  | i | 1210000
| Fire Alarm complete system including wiring, panels and all dvices | [5 empty] | i |  | i |  | i |  | i |  | i |  | i
| System to be Notifier Network OYNXWORKS as per addend.#3 RFI#71 | AFF |  |  |  |  | i |  | i |  | i |  | i |  | i |  | i
Utilize low frequency Sounder bases
LV
| Only EMT or rigid conduit shall be used above ground | T001
| Voice / Data / CATV empty conduit | [5 empty] | i |  | i |  | i |  | i |  | i |  | i
Voice / Data / CATV empty wiring
| Access Conyrol conduit stub ups | [5 empty] | i |  | i |  | i |  | i |  | i |  | i
Access control wiring and devices
| Sound system conduit stub ups | [5 empty] | i |  | i |  | i |  | i |  | i |  | i
Sound system woring and devices
| BDA Empty Conduits | [5 empty] | i |  | i |  | i |  | i |  | i |  | i
| Demarcation Cabinet | [16 empty] | 23200
| Deduct LV Wiring included in base | [16 empty] | -76300
General scope
| Any conduits / sleeves required to be inside pre-cast panels shall be embedded within the pre-cast panels in fabrication stage at pre-cast subcontractor Site | RF1-21, 37 |  |  |  |  | i |  | i |  | i |  | i |  | i |  | i
| Temporary power and lighting | [5 empty] | i |  | i |  | i |  | i |  | i |  | i
| Fire stopping and fire caulking | [5 empty] | i |  | i |  | i |  | i |  | i |  | i
i | Disposal of electrical depris | [5 empty] | i |  | i |  | i |  | i |  | i |  | i
| Electrical Service Coordination with FPL (Allowance) | [5 empty] | P | 20000 | P | 20000 | P | 20000 | P | 20000 | P | 20000 |  | 20000 |  | 20000
| Electrical Panels (Allowance) | [5 empty] | P | 10000 | P | 10000 | P | 10000 | P | 10000 | P | 10000 |  | 10000 |  | 10000
| Permit Fee | [5 empty] | i |  | i |  | i |  | i |  | i
| Allowance No. 12 of $250,000 is to be included for rerouting of existing site fiber discovered after bids were received. | [6 empty] | 250000 |  | 250000 |  | 250000 | i | 250000 |  | 250000 |  | 250000 |  | 250000
Contingency
[5 empty] | SUBTOTAL |  |  | 9828000 |  | 13790000 |  | 14771471 |  | 15357917 |  | 18180000 |  | 12146271 |  | 8722121
[5 empty] | BOND RATE |  | 0.5% |  | 0% |  | 0% |  | 0% |  | 0% |  | 0% |  | 2%
[5 empty] | BOND AMOUNT |  |  | 49140 |  | 0 |  | 0 |  | 0 |  | 0 |  | 0 |  | 174442.42
[5 empty] | ADJUSTED TOTAL |  |  | 9877140 |  | 13790000 |  | 14771471 |  | 15357917 |  | 18180000 |  | 12146271 |  | 8896563.42
[5 empty] | Cost per SF |  |  | 17.0689 |  | 23.8308 |  | 25.5269 |  | 26.5403 |  | 31.4172 |  | 20.9902 |  | 15.3743
[5 empty] | Cost per Unit |  |  | 92309.7196 |  | 128878.5047 |  | 138051.1308 |  | 143531.9346 |  | 169906.5421 |  | 113516.5514 |  | 83145.4525
QUALIFICATIONS
EXCLUSIONS/OWNER PROVIDED ITEMS:
ALTERNATES:
PROPOSED VE (Provide Clear Description):
FULLY LOADED LABOR RATES
Laborer
Mechanic
Superintendent
Project Manager
SCHEDULE
Prepared shop drawings/submittals
Mobilization
Total duration to complete scope of work
Winner
Company | Boys Electrical
Contact | Brian Trumble 1015
Phone | 3217273887
Email | btrumble@boyselectrical.com
Base Bid | 12146271

## 26 41 Lighting Protection
Hedrick Plug
[5 empty] | X | Excluded
[5 empty] | I | Included
| BACK TO SUMMARY SHEET |  |  |  |  | Sub Add/Deduct | Bidder1 |  | Bidder 2 |  | Bidder 3 |  | Bidder 4 |  | Bidder 5 |  | Bidder6
Project: | ERAU Residential Hall & Garage Building |  |  |  |  | Company | Contigo Electric |  | Maxuwell Lightning |  | Bonded |  | Power Design |  | Randal |  | Boys Electrical
Trade: | Lighting Protection |  |  |  |  | Contact | Eddie Sanchez |  | Jamie Kroft |  |  |  | Joshua Komis |  | Tim Goff 508 |  | Brian Trumble 1015
CSI Code: | 26 41 00 |  |  |  |  | Phone | 4072729146 |  | 4078276328 | [5 empty] | 3212691124 |  | 3217273887
Date: | [5 empty] | Email | david@contigoelectric.com | [5 empty] | jkomis@powerdesigninc.us |  | tgoff@randallconstruction.com |  | btrumble@boyselectrical.com
[6 empty] | Adjusted Bid | 94600 |  | 135500 |  | 165700 |  | 170000 |  | 186487 |  | 90000
|  | Plan/ Spec. Package | QTY | U/M | Unit Cost | Subtotal | Yes/No | Price | Yes/No | Price | Yes/No | Price | Yes/No | Price | Yes/No | Price | Yes/No | Price
GENERAL INCLUSIONS
| INCLUDES ALL SALES TAX | [5 empty] | i |  | i |  | i |  | i |  | i |  | i
| ALL HOISTING & RIGGING REQUIRED TO COMPLETE THIS SCOPE | [5 empty] | i |  | i |  | i |  | i |  | i |  | i
| PROVIDE P&P BONDS | [5 empty] | x |  | x |  | x |  | x |  | x |  | x
| FLORIDA STATE CONTRACTORS LIC. | [5 empty] | i |  | i |  | i |  | i |  | i |  | i
| GENERAL LIABILITY AND WORKERS COMP. INSURANCE LIMITS | [5 empty] | i |  | i |  | i |  | i |  | i |  | i
| STATE AND LOCAL TAXES | [5 empty] | i |  | i |  | i |  | i |  | i |  | i
| COMPASS | [5 empty] | x |  | x |  | x |  | x |  | x |  | i | {1.6}
SPECIFIC TRADE SCOPE OF WORK REQUIREMENTS
| BASE BID | [6 empty] | 94600 |  | 135500 |  | 165700 |  | 170000 |  | 186487 |  | 90000
| Provide complete NFPA 780 Lightning protection | E270 | [6 empty] | i |  | i |  | i |  | i |  | i
| All equipment exposed to wind forces shall be installed and rated for 180 MPH rating | [7 empty] | i |  | i |  | i |  | i |  | i
[5 empty] | SUBTOTAL |  |  | 94600 |  | 135500 |  | 165700 |  | 170000 |  | 186487 |  | 90000
[5 empty] | BOND RATE |  | 0% |  | 0% |  | 0% |  | 0% |  | 0% |  | 0%
[5 empty] | BOND AMOUNT |  |  | 0 |  | 0 |  | 0 |  | 0 |  | 0 |  | 0
[5 empty] | ADJUSTED TOTAL |  |  | 94600 |  | 135500 |  | 165700 |  | 170000 |  | 186487 |  | 90000
[5 empty] | Cost per SF |  |  | 0.16348 |  | 0.23416 |  | 0.28635 |  | 0.29378 |  | 0.32227 |  | 0.15553
[5 empty] | Cost per Unit |  |  | 884.1121 |  | 1266.3551 |  | 1548.5981 |  | 1588.785 |  | 1742.8692 |  | 841.1215
QUALIFICATIONS
EXCLUSIONS/OWNER PROVIDED ITEMS:
ALTERNATES:
PROPOSED VE (Provide Clear Description):
FULLY LOADED LABOR RATES
Laborer
Mechanic
Superintendent
Project Manager
SCHEDULE
Prepared shop drawings/submittals
Mobilization
Total duration to complete scope of work
Winner
Company | Boys Electrical
Contact | Brian Trumble 1015
Phone | 3217273887
Email | btrumble@boyselectrical.com
Base Bid | 90000

## 27 00 Communications
Hedrick Plug
[5 empty] | X | Excluded | Diego Vasquez
[5 empty] | I | Included | 7726002926
| BACK TO SUMMARY SHEET |  |  |  |  | Sub Add/Deduct | Bidder 1 |  | Bidder 2 |  | Bidder 3 |  | Bidder 4 |  | Bidder 4 |  | Bidder 5 |  | Bidder 6 |  | Bidder7 |  | Bidder6
Project: | ERAU Residential Hall & Garage Building |  |  |  |  | Company | Joy Communications |  | Randal |  | Titan Technology |  | PCR1 |  | PCS R |  | Com Design |  | Coranet |  | Qualiti Cbale Contractors |  | PCS
Trade: | Communications |  |  |  |  | Contact | Peter Engle |  | Tim Goff 508 |  | Paul Webster |  | Gary Nugent |  | Gary Nugent |  | Mike Vecchioli |  | Ralph Daly |  | Omar Hernandez
CSI Code: | 27 00 00 |  |  |  |  | Phone | 7722832000 |  | 3212691124 |  | 3212280799 |  | 5614026838 |  | 5614026838 |  | 4072468080 |  | 9292800069 |  | 3216892678
Date: | [5 empty] | Email | pengle@joycomm.com |  | tgoff@randallconstruction.com |  | pwebster@titanelectric-se.com |  | garyn@preferredcabling.com |  | garyn@preferredcabling.com |  | mvecchioli@comdesigninc.com |  | rdaly@coranet.com |  | ohernandez@qcciflorida.com
[6 empty] | Adjusted Bid | 1641380.07 |  | 1920936 |  | 1666361 |  | 1835826.5 |  | 2007000 |  | 2018587 |  | 1981698 |  | 2048628 |  | 0
|  | Plan/ Spec. Package | QTY | U/M | Unit Cost | Subtotal | Yes/No | Price | Yes/No | Price | Yes/No | Price | Yes/No | Price | Yes/No | Price | Yes/No | Price | Yes/No | Price | Yes/No | Price | Yes/No | Price
GENERAL INCLUSIONS
| INCLUDES ALL SALES TAX | [5 empty] | i | 46209 | [10 empty] | i
| ALL HOISTING & RIGGING REQUIRED TO COMPLETE THIS SCOPE | [5 empty] | i | [11 empty] | i
| PROVIDE P&P BONDS | [5 empty] | x | {2.0%} | [10 empty] | x
| FLORIDA STATE CONTRACTORS LIC. | [5 empty] | i | [11 empty] | i
| GENERAL LIABILITY AND WORKERS COMP. INSURANCE LIMITS | [5 empty] | i | [11 empty] | i
| STATE AND LOCAL TAXES | [5 empty] | i | [11 empty] | i
| COMPASS | [5 empty] | x | {6.0} | [10 empty] | i | {4.0}
SPECIFIC TRADE SCOPE OF WORK REQUIREMENTS
| BASE BID | [8 empty] | 1045936 |  | 791361 |  | 942650 |  | 1132000 | [5 empty] | 2048628
| Cabling for all systems as per drawings | [5 empty] | i |  |  |  | i |  | i |  | i |  | i | 999175 | i | 962286 | i
| Cat 6A PVC cable as specified | [5 empty] | i | 587750 |  |  | i |  | i |  | i |  | i |  | i |  | i
| Fiber & Copper Cabling | [5 empty] | i | 124255 |  |  | i |  | i |  | i |  | i |  | i |  | i
| CAT 6A PVC cable as specified | [5 empty] | i |  |  |  | i |  | i |  | i |  | i |  | i |  | i
| Cables will be supported with J-hooks and Velcro | [5 empty] | i |  |  |  | i |  | i |  | i |  | i |  | i |  | i
| All CAT 6A Pvc cables will be terminated & labeled on 48-port patch panels | [5 empty] | i |  |  |  | i
| Instll all LV systems device and equipment furnished by the owner | [5 empty] | x
x
| Vedio Survelillence System | [5 empty] | i | [5 empty] | i |  | i |  | i | 144412 | i | 144412 | i
| Ceiling mounted cameras C | [11 empty] | i |  | i |  | i |  | i |  | i
| Wall mounted cameras C | [11 empty] | i |  | i |  | i |  | i |  | i
| Pole mounted cameras C | [11 empty] | i |  | i |  | i |  | i |  | i
| Video Monitor outlet VM | [11 empty] | i |  | i |  | i |  | i |  | i
| Pan/Tilt/Zoom, Weatherprrof, Dome camera. Bullet Camera are all pplicable to te Video surveillance system | [11 empty] | i |  | i |  | i |  | i |  | i
| Access Control (Allowance) | [6 empty] | 500000 |  | 500000 |  | 500000 |  | 500000 |  | 500000 |  | 500000 |  | 500000
Wall mounted Card readers CR
Door possitiom switch DP
Biometric Readers BR
Push Button PB
Electronic lock EL
Electronic Strike ES
Card reader w/keypad, reader shall allow keypad entry as a aubistite in case card/badge/fob/etc is missing
| Access Control (Allowance) #13 | [6 empty] | 375000 |  | 375000 |  | 375000 |  | 375000 |  | 375000 |  | 375000 |  | 375000
| Alarm System | [5 empty] | i
Keypad K
Door Contact DC
Window Contact WC
Duress Button DB
Glass Break detector wall mounted GB
Glass Break detector ceiling mounted GB
Motion detector wall mounted M
Motion detector ceiling mounted M
Sound detector wall mounted S
Bibration detector wall mounted V
Alarm strobe A
Acive Infrared, Passive Infrared, and Ultrasonic are applicable to alarm system
| Paging System | [5 empty] | i
Paging Speaker ceiling mounted PS
Paging Speaker wall mounted PS
Pagig microphone PM
Lay-In recessed round and square flush monted are applicable to the system
| TV System | [5 empty] | i | [5 empty] | i |  | i |  | i |  | i |  | i
| TV outlets (1) RG-6 Coax Wall mounted TV | [11 empty] | i |  | i |  | i |  | i |  | i
| TV outlets (1) RG-6 Coax Ceiling mounted TV | [11 empty] | i |  | i |  | i |  | i |  | i
| Data Distribution | [5 empty] | i | [5 empty] | i |  | i |  | i |  | i |  | i
| Data outlet wall mounted | [11 empty] | i |  | i |  | i |  | i |  | i
| Data outlet ceiling mounted | [11 empty] | i |  | i |  | i |  | i |  | i
| Telephone outlet wall mounted | [11 empty] | i |  | i |  | i |  | i |  | i
| Telephone outlet ceiling mounted | [11 empty] | i |  | i |  | i |  | i |  | i
| Dat/Telephone out;et wall mounted | [11 empty] | i |  | i |  | i |  | i |  | i
| Dat/Telephone out;et ciling mounted | [11 empty] | i |  | i |  | i |  | i |  | i
| Wirless access point pole mounted WAP | [11 empty] | i |  | i |  | i |  | i |  | i
| Wirless access point wall mounted WAP | [11 empty] | i |  | i |  | i |  | i |  | i
| Wirless access point ceilingl mounted WAP | [11 empty] | i |  | i |  | i |  | i |  | i
| Distributed antenna system ceiling mounted DAS | [11 empty] | i |  | i |  | i |  | i |  | i
| Audiovisual (AV) System | [5 empty] | i | [5 empty] | i |  | i |  | i |  | i |  | i
| Audiovisula outlet wall mounted | [11 empty] | i |  | i |  | i |  | i |  | i
| Audiovisula outlet ceiling mounted | [11 empty] | i |  | i |  | i |  | i |  | i
| Spekers ceiling mounted S | [11 empty] | i |  | i |  | i |  | i |  | i
| Spekers wall mounted S | [11 empty] | i |  | i |  | i |  | i |  | i
| Microphone ceiling mounted M | [11 empty] | i |  | i |  | i |  | i |  | i
| Microphone wall mounted M | [11 empty] | i |  | i |  | i |  | i |  | i
| Microphone tabeltop mounted M | [11 empty] | i |  | i |  | i |  | i |  | i
| Volume control V | [11 empty] | i |  | i |  | i |  | i |  | i
| Amplifier wall mounted AMP | [11 empty] | i |  | i |  | i |  | i |  | i
| Touch screen wall mounted TSC | [11 empty] | i |  | i |  | i |  | i |  | i
| Touch screen tabeltop mounted TSC | [11 empty] | i |  | i |  | i |  | i |  | i
| Control panel wall mounted CP | [11 empty] | i |  | i |  | i |  | i |  | i
| Camera ceiling mounted | [11 empty] | i |  | i |  | i |  | i |  | i
| Projector suspended from ceiling P | [11 empty] | i |  | i |  | i |  | i |  | i
[5 empty] | SUBTOTAL |  |  | 1633214 |  | 1920936 |  | 1666361 |  | 1817650 |  | 2007000 |  | 2018587 |  | 1981698 |  | 2048628 |  | 0
[5 empty] | BOND RATE |  | 0.5% |  | 0% |  | 0% |  | 1% |  | 0% |  | 0% |  | 0% |  | 0% |  | 0%
[5 empty] | BOND AMOUNT |  |  | 8166.07 |  | 0 |  | 0 |  | 18176.5 |  | 0 |  | 0 |  | 0 |  | 0 |  | 0
[5 empty] | ADJUSTED TOTAL |  |  | 1641380.07 |  | 1920936 |  | 1666361 |  | 1835826.5 |  | 2007000 |  | 2018587 |  | 1981698 |  | 2048628 |  | 0
[5 empty] | Cost per SF |  |  | 2.8365 |  | 3.3196 |  | 2.8797 |  | 3.1725 |  | 3.4683 |  | 3.4884 |  | 3.4246 |  | 3.5403 |  | 0
[5 empty] | Cost per Unit |  |  | 15340.0007 |  | 17952.6729 |  | 15573.4673 |  | 17157.257 |  | 18757.0093 |  | 18865.2991 |  | 18520.5421 |  | 19146.0561 |  | 0
QUALIFICATIONS
EXCLUSIONS/OWNER PROVIDED ITEMS:
ALTERNATES:
PROPOSED VE (Provide Clear Description):
FULLY LOADED LABOR RATES
Laborer
Mechanic
Superintendent
Project Manager
SCHEDULE
Prepared shop drawings/submittals
Mobilization
Total duration to complete scope of work
Winner | [7 empty] | Acces Control
Company | PCS R
Contact | Gary Nugent
Phone | 5614026838
Email | garyn@preferredcabling.com
Base Bid | 960826.5 | [6 empty] | 500000
375000

## 27 53 BDA
Hedrick Plug
[5 empty] | X | Excluded
[5 empty] | I | Included
| BACK TO SUMMARY SHEET |  |  |  |  | Sub Add/Deduct | Bidder 1 |  | Bidder 2 |  | Bidder 3 |  | Bidder 4 |  | Bidder5 |  | Bidder6
Project: | ERAU Residential Hall & Garage Building |  |  |  |  | Company | Nautilus |  | CTS |  | Power Design |  | Titan Technology |  | Coranet |  | PCS
Trade: | Bi-Directional Amplifier |  |  |  |  | Contact | Jimmy Bradford |  | Michael Vines |  | Joshua Komis |  | Paul Webster |  | Ralph Daly |  | Gary Nugent
CSI Code: | 27 53 |  |  |  |  | Phone | 9547608573 |  | 2028023400 |  |  |  | 3212280799 |  | 9292800069 |  | 5614026838
Date: | [5 empty] | Email | jbradford@nautilusrf.com |  | mvines@cts1.com |  | jkomis@powerdesigninc.us |  | pwebster@titanelectric-se.com |  | rdaly@coranet.com |  | garyn@preferredcabling.com
[6 empty] | Adjusted Bid | 254064 |  | 332279 |  | 315000 |  | 280000 |  | 68104 |  | 220000
|  | Plan/ Spec. Package | QTY | U/M | Unit Cost | Subtotal | Yes/No | Price | Yes/No | Price | Yes/No | Price | Yes/No | Price | Yes/No | Price | Yes/No | Price
GENERAL INCLUSIONS
| INCLUDES ALL SALES TAX | [5 empty] | i
| ALL HOISTING & RIGGING REQUIRED TO COMPLETE THIS SCOPE | [5 empty] | i
| PROVIDE P&P BONDS | [5 empty] | x | {2.0%}
| FLORIDA STATE CONTRACTORS LIC. | [5 empty] | i
| GENERAL LIABILITY AND WORKERS COMP. INSURANCE LIMITS | [5 empty] | i
| STATE AND LOCAL TAXES | [5 empty] | i
| COMPASS | [5 empty] | x | {5.0}
SPECIFIC TRADE SCOPE OF WORK REQUIREMENTS
| BASE BID | [8 empty] | 332279 |  | 315000 |  | 280000 |  | 68104 |  | 220000
| Complete BDA and DAS systems | [5 empty] | i |  | i |  | i |  | i |  | i
| Pre-construction services | [5 empty] | i | 5500 | i |  | i |  | i |  | i
| Permit drawings, project management, equipment, installation and close-out | [5 empty] | i | 247300 | i |  | i |  | i |  | i
[5 empty] | SUBTOTAL |  |  | 252800 |  | 332279 |  | 315000 |  | 280000 |  | 68104 |  | 220000
[5 empty] | BOND RATE |  | 0.5% |  | 0% |  | 0% |  | 0% |  | 0% |  | 0%
[5 empty] | BOND AMOUNT |  |  | 1264 |  | 0 |  | 0 |  | 0 |  | 0 |  | 0
[5 empty] | ADJUSTED TOTAL |  |  | 254064 |  | 332279 |  | 315000 |  | 280000 |  | 68104 |  | 220000
[5 empty] | Cost per SF |  |  | 0.43905 |  | 0.57422 |  | 0.54436 |  | 0.48387 |  | 0.11769 |  | 0.38019
[5 empty] | Cost per Unit |  |  | 2374.4299 |  | 3105.4112 |  | 2943.9252 |  | 2616.8224 |  | 636.486 |  | 2056.0748
QUALIFICATIONS
EXCLUSIONS/OWNER PROVIDED ITEMS:
ALTERNATES:
PROPOSED VE (Provide Clear Description):
FULLY LOADED LABOR RATES
Laborer
Mechanic
Superintendent
Project Manager
SCHEDULE
Prepared shop drawings/submittals
Mobilization
Total duration to complete scope of work
Winner
Company | Nautilus
Contact | Jimmy Bradford
Phone | 9547608573
Email | jbradford@nautilusrf.com
Base Bid | 254064

## 28 10 Access Control (hidden)
Hedrick Plug
[5 empty] | X | Excluded
| BACK TO SUMMARY SHEET |  |  |  | I | Included | Bidder 1 |  | Bidder 2 |  | Bidder 3 |  | Bidder 4 |  | Bidder5 |  | Bidder6
Project: | ERAU Residential Hall & Garage Building |  |  |  |  | Company
Trade: | Access Control |  |  |  |  | Contact
CSI Code: | 28 10 00 |  |  |  |  | Phone
Date: | [5 empty] | Email
Adjusted Bid | [5 empty] | Adjusted Bid | 0 |  | 0 |  | 0 |  | 0 |  | 0 |  | 0
BID DOCUMENTS: |  | Plan/ Spec. Package | QTY | U/M | Unit Cost | Subtotal | Yes/No | Price | Yes/No | Price | Yes/No | Price | Yes/No | Price | Yes/No | Price | Yes/No | Price
GENERAL INCLUSIONS
INCLUDES ALL SALES TAX
ALL HOISTING & RIGGING REQUIRED TO COMPLETE THIS SCOPE
PROVIDE P&P BONDS
FLORIDA STATE CONTRACTORS LIC.
GENERAL LIABILITY AND WORKERS COMP. INSURANCE LIMITS
STATE AND LOCAL TAXES
SPECIFIC TRADE SCOPE OF WORK REQUIREMENTS
BASE BID
[5 empty] | SUBTOTAL |  |  | 0 |  | 0 |  | 0 |  | 0 |  | 0 |  | 0
[5 empty] | BOND RATE |  | 0% |  | 0% |  | 0% |  | 0% |  | 0% |  | 0%
[5 empty] | BOND AMOUNT |  |  | 0 |  | 0 |  | 0 |  | 0 |  | 0 |  | 0
[5 empty] | ADJUSTED TOTAL |  |  | 0 |  | 0 |  | 0 |  | 0 |  | 0 |  | 0
[5 empty] | Cost per SF |  |  | 0 |  | 0 |  | 0 |  | 0 |  | 0 |  | 0
[5 empty] | Cost per Unit |  |  | 0 |  | 0 |  | 0 |  | 0 |  | 0 |  | 0
| Textura Fee 0.22% |  |  |  |  | 0.0022 |  | 0 |  | 0 |  | 0 |  | 0 |  | 0 |  | 0
QUALIFICATIONS
EXCLUSIONS/OWNER PROVIDED ITEMS:
ALTERNATES:
PROPOSED VE (Provide Clear Description):
FULLY LOADED LABOR RATES
Laborer
Mechanic
Superintendent
Project Manager
SCHEDULE
Prepared shop drawings/submittals
Mobilization
Total duration to complete scope of work
Winner
Company
Contact
Phone
Email
Base Bid

## 28 46 Fire Alarm
Hedrick Plug
[5 empty] | X | Excluded
[5 empty] | I | Included | 4074055624
| BACK TO SUMMARY SHEET |  |  |  |  | Sub Add/Deduct | Bidder 1 |  | Bidder 2 |  | Bidder 3 |  | Bidder 4 |  | Bidder5 |  | Bidder6
Project: | ERAU Residential Hall & Garage Building |  |  |  |  | Company | Mann Wirless
Trade: | Fire Alarm |  |  |  |  | Contact | Jeremy Garcia
CSI Code: | 28 46 |  |  |  |  | Phone | 7272166200
Date: | [5 empty] | Email | jgarcia@mannwireless.com
Adjusted Bid
|  | Plan/ Spec. Package | QTY | U/M | Unit Cost | Subtotal | Yes/No | Price | Yes/No | Price | Yes/No | Price | Yes/No | Price | Yes/No | Price | Yes/No | Price
GENERAL INCLUSIONS
INCLUDES ALL SALES TAX
ALL HOISTING & RIGGING REQUIRED TO COMPLETE THIS SCOPE
PROVIDE P&P BONDS
FLORIDA STATE CONTRACTORS LIC.
PALM BEACH COUNTY LOCAL BUSINESS TAX RECEIPT
GENERAL LIABILITY AND WORKERS COMP. INSURANCE LIMITS
COMPASS
STATE AND LOCAL TAXES
| BASE BID | [6 empty] | 300130
| Fire alarm control panel FACP with voice EVAC and mass notification | E605 | 1 |  |  |  | i
| Fire alarm terminal cabinet FATC / NAC panels | E605 | 3 |  |  |  | i
| All required smoke detectors and heat detectors as per drawings and specs | [5 empty] | i
| Provide duct smoke detectors, installed bu HVAC sub | [5 empty] | i
| Povide and install elevator equipment room smoke and heat detectors | E605 |  |  |  |  | i
| All equipment shall be U.L. listed | E605 |  |  |  |  | i
| All required strops and pull stations as per drawings | E605 |  |  |  |  | i
| All wiring to be class B.Wiring is style Y for notification appliance circuits, style B for initiating device circuits, and style 4 for signaling line circuits | E605 |  |  |  |  | i
[5 empty] | SUBTOTAL | Base Bid |  | 300130 |  | 0 |  | 0 |  | 0 |  | 0 |  | 0
[5 empty] | BOND RATE |  | 0% |  | 0% |  | 0% |  | 0% |  | 0% |  | 0%
[5 empty] | BOND AMOUNT |  |  | 0 |  | 0 |  | 0 |  | 0 |  | 0 |  | 0
[5 empty] | ADJUSTED TOTAL |  |  | 300130 |  | 0 |  | 0 |  | 0 |  | 0 |  | 0
[5 empty] | Cost per SF |  |  | 0.51866 |  | 0 |  | 0 |  | 0 |  | 0 |  | 0
[5 empty] | Cost per Unit |  |  | 2804.9533 |  | 0 |  | 0 |  | 0 |  | 0 |  | 0
| Textura Fee 0.22% |  |  |  |  | 0.0022 |  | 0 |  | 0 |  | 0 |  | 0 |  | 0 |  | 0
QUALIFICATIONS
EXCLUSIONS/OWNER PROVIDED ITEMS:
ALTERNATES:
PROPOSED VE (Provide Clear Description):
FULLY LOADED LABOR RATES
Laborer
Mechanic
Superintendent
Project Manager
SCHEDULE
Prepared shop drawings/submittals
Mobilization
Total duration to complete scope of work
Winner
Company
Contact
Phone
Email
Base Bid

## 31 23 Dewatering (hidden)
Hedrick Plug
[5 empty] | X | Excluded
[5 empty] | I | Included
| BACK TO SUMMARY SHEET |  |  |  |  | Sub Add/Deduct | Bidder 1 |  | Bidder 2 |  | Bidder 3 |  | Bidder 4 |  | Bidder5 |  | Bidder6
Project: | ERAU Residential Hall & Garage Building |  |  |  |  | Company
Trade: | Dewatering |  |  |  |  | Contact
CSI Code: | 31 23 00 |  |  |  |  | Phone
Date: | [5 empty] | Email
[6 empty] | Adjusted Bid | 0 |  | 0 |  | 0 |  | 0 |  | 0 |  | 0
|  | Plan/ Spec. Package | QTY | U/M | Unit Cost | Subtotal | Yes/No | Price | Yes/No | Price | Yes/No | Price | Yes/No | Price | Yes/No | Price | Yes/No | Price
GENERAL INCLUSIONS
INCLUDES ALL SALES TAX
ALL HOISTING & RIGGING REQUIRED TO COMPLETE THIS SCOPE
PROVIDE P&P BONDS
FLORIDA STATE CONTRACTORS LIC.
GENERAL LIABILITY AND WORKERS COMP. INSURANCE LIMITS
STATE AND LOCAL TAXES
SPECIFIC TRADE SCOPE OF WORK REQUIREMENTS
BASE BID
[5 empty] | SUBTOTAL |  |  | 0 |  | 0 |  | 0 |  | 0 |  | 0 |  | 0
[5 empty] | BOND RATE |  | 0% |  | 0% |  | 0% |  | 0% |  | 0% |  | 0%
[5 empty] | BOND AMOUNT |  |  | 0 |  | 0 |  | 0 |  | 0 |  | 0 |  | 0
[5 empty] | ADJUSTED TOTAL |  |  | 0 |  | 0 |  | 0 |  | 0 |  | 0 |  | 0
[5 empty] | Cost per SF |  |  | 0 |  | 0 |  | 0 |  | 0 |  | 0 |  | 0
[5 empty] | Cost per Unit |  |  | 0 |  | 0 |  | 0 |  | 0 |  | 0 |  | 0
QUALIFICATIONS
EXCLUSIONS/OWNER PROVIDED ITEMS:
ALTERNATES:
PROPOSED VE (Provide Clear Description):
FULLY LOADED LABOR RATES
Laborer
Mechanic
Superintendent
Project Manager
SCHEDULE
Prepared shop drawings/submittals
Mobilization
Total duration to complete scope of work
Winner
Company
Contact
Phone
Email
Base Bid

## 31 30 Site Work
Hedrick Plug
[5 empty] | X | Excluded
[5 empty] | I | Included
| BACK TO SUMMARY SHEET |  |  |  |  | Sub Add/Deduct | Bidder 2 |  | Bidder 3 |  | Bidder 1 |  | Bidder 4 |  | Bidder 5 |  | Bidder6
Project: | ERAU Residential Hall & Garage Building |  |  |  |  | Company | D & W Paving |  | Drewry Site Dev |  | Black Sands Dev |  | JW Weber
Trade: | Earthwork |  |  |  |  | Contact | Chad Durrance |  |  |  | Allison Worsham
CSI Code: | 31 30 00 |  |  |  |  | Phone | (386) 258-5440 |  |  |  | (386) 944-9351
Date: | [5 empty] | Email | dwpaving@dwpavinginc.com |  |  |  | mvelez_blacksandsdg@outlook.com
[6 empty] | Adjusted Bid | 2548634.0233 |  | 2808745.4 |  | 2952315.2656 |  | 2802655.2 |  | 0 |  | 0
|  | Plan/ Spec. Package | QTY | U/M | Unit Cost | Subtotal | Yes/No | Price | Yes/No | Price | Yes/No | Price | Yes/No | Price | Yes/No | Price | Yes/No | Price
GENERAL INCLUSIONS
| INCLUDES ALL SALES TAX | [5 empty] | i |  |  |  | i
| ALL HOISTING & RIGGING REQUIRED TO COMPLETE THIS SCOPE | [5 empty] | i |  |  |  | i
| PROVIDE P&P BONDS | [5 empty] | x | {2%} |  |  | x | {2%}
| FLORIDA STATE CONTRACTORS LIC. | [5 empty] | i |  |  |  | i
| GENERAL LIABILITY AND WORKERS COMP. INSURANCE LIMITS | [5 empty] | i |  |  |  | i
| STATE AND LOCAL TAXES | [5 empty] | i |  |  |  | i
| COMPASS | [5 empty] | x |  |  |  | x
SPECIFIC TRADE SCOPE OF WORK REQUIREMENTS
| BASE BID | [8 empty] | 2942495.4 |  |  |  | 2326135.2
GENERAL
General Conditions
| Mobilization | [6 empty] | 11140.5 |  |  |  | 16226
| Survey / layout / as-builts | [6 empty] | 47943 |  |  |  | 51270.5
| MOT | [6 empty] | 5000 |  |  |  | 5490
| Testing | [6 empty] | 11676 |  |  |  | 29374
| SWPPP | [6 empty] | 14175 |  |  |  | 14579
| Misc | [6 empty] | 1233.31 |  |  |  | 11741.83
| Dewatering | [10 empty] | 21343.9
Remobilization after soil stabilization
EROSION CONTROL
| Silt Fence |  | 2274 | lf |  |  |  | 7169.4 |  |  |  | 7200
| Construction entrance |  | 1 | ea |  |  |  | 2625 |  |  |  | 6117.6
| Construction entrance - maintain by sub |  |  | mo
| Construction entrance - maintain by HB |  |  | mo
| Dust Control |  |  | mo
| Street Sweeping |  |  | mo
| Inlet Protection - new |  | 31 | ea | [7 empty] | 1830
| Inlet Protection - existing |  | 10 | ea
DEMOLITION
| Remove existing trees |  | 108 | ea |  |  | I | 7000 |  |  | I | 6900.3
| Light Poles |  | 16 | ea | 185 | 2960 |  | 2960 |  |  | I | 2928
| Signs | [6 empty] | 600 |  |  | I | 617.1
| Demo existing asphalt, curb, sidewalk |  | 286188 | sf |  |  | I | 101792.25 |  |  | I | 88816.49
| Demo existing utilities | [5 empty] | I | 44982 |  |  | I | 193865.5 |  | 200000
| Demo existing utilities contingency | [6 empty] | 100000
EARTHWORK
| Clear & Grub | [6 empty] | 26250 |  |  | I | 9760
| Grading | [6 empty] | 327446.96 |  |  |  | 501305.35
| Fill existing wet detention area | [5 empty] | I
| Cut to fill | [5 empty] | I
| Import / Export | [5 empty] | I
| Grade Dry Retention #1 - rework exist | [5 empty] | I
| Grade Dry Retention #2 - rework exist | [5 empty] | I
| Grade Dry Retention #3 - rework exist | [5 empty] | I
| Grade Dry Retention #4 | [5 empty] | I
| Rough Grade Site | [5 empty] | I
| Fine Grade Site | [5 empty] | I
| Fine Grade green areas | [5 empty] | I
| Rough & Fine Grade around bldg | [5 empty] | I
Back-fill at curb/planters
| ASPHALT PAVING | [6 empty] | 149328 |  |  |  | 464803.55
| 10" stabilized sub-grade |  | 3480 | sy |  |  | I |  |  |  | I
| 8" Lime rock base |  | 3480 | sy |  |  | I |  |  |  | I
| Paving - 1 1/2" Sp 9.5 |  | 3480 | sy |  |  | I |  |  |  | I
Addendum #1 - Bidders shall carry full replacement of asphalt in areas currently labeled as “asphalt overlay” on Sheet C3,
| Paving - mill existing - NA |  | 2880.1111 | sy | [6 empty] | I
| Paving - 1 1/2" Sp 9.5 (replace existing in lieu of mill & overlay) |  | 2880.1111 | sy | 30 | 86403.3333 |  | 86403.3333 |  |  | I
| Open cut & repair | [6 empty] | 1512
| CONCRETE | [10 empty] | 319071.77
| Sidewalks - LBR-40 stabilized base |  | 3336.6667 | sy |  |  | I | 55402.2 |  |  | I |  |  | 55000
| Sidewalks - 6" conc |  | 30030 | sf |  |  | I | 268884.04 |  |  | I
| HC ramp w/ det warning |  | 420 | sf |  |  | I | 6300 |  |  | I
| Type D Curb |  | 784 | lf |  |  | I | 6378.75 |  |  | I
| Type F Curb |  | 302 | lf |  |  | I | 38695.5 |  |  | I
| Type V - 2’ wide valley gutter |  | 70 | lf |  |  | I | 2991.82 |  |  | I
GRAVEL & PATH
| Path - 6" LBR-40 stabilized base |  | 917.6667 | sy |  |  | I | inc above |  |  | I
| UTILITIES | [10 empty] | 990916.24
| Sanitary | [6 empty] | 93817.04
| PVC - 06" |  | 38 | lf |  |  | I |  |  |  | I
| PVC - 08" |  | 63 | lf |  |  | I |  |  |  | I
| PVC - 10" |  | 607 | lf |  |  | I |  |  |  | I
| Clean-out |  | 2 | ea |  |  | I |  |  |  | I
| Clean-out - 2 way |  | 4 | ea |  |  | I |  |  |  | I
| Grease Trap - 1000 gal |  | 2 | ea |  |  | I | 15020.78 |  |  | I |  |  | 28050
| Wye - 10x8 |  | 2 | ea |  |  | I |  |  |  | I
| Wye - 8x6 |  | 2 | ea |  |  | I |  |  |  | I
| Storm Drainage | [6 empty] | 675132.35
| C Inlet w/ apron |  | 4 | ea |  |  | I |  |  |  | I
| C Inlet on J |  | 1 | ea |  |  | I |  |  |  | I
| C Inlet |  | 6 | ea |  |  | I |  |  |  | I
| E Inlet on J w/ apron |  | 7 | ea |  |  | I |  |  |  | I
| E Inlet w/ apron |  | 1 | ea |  |  | I |  |  |  | I
| E Inlet |  | 12 | ea |  |  | I |  |  |  | I
| Junct Manhole |  | 4 | ea |  |  | I |  |  |  | I
| MES - 18" |  | 7 | ea |  |  | I |  |  |  | I
| MES - 24" |  | 2 | ea |  |  | I |  |  |  | I
| Rock Trench - 1.65' |  | 6110 | cf |  |  | I |  |  |  | I
| Rock Trench - 1.75' |  | 29676 | cf |  |  | I |  |  |  | I
| Rock Trench - 2.15' |  | 10070 | cf |  |  | I |  |  |  | I
| HDPE Perf - 18" |  | 1462 | lf |  |  | I |  |  |  | I
| HDPE - 15" |  | 276 | lf |  |  | I |  |  |  | I
| HDPE - 18" |  | 220 | lf |  |  | I |  |  |  | I
| HDPE - 24" |  | 352 | lf |  |  | I |  |  |  | I
| HDPE - 30" |  | 29 | lf |  |  | I |  |  |  | I
| RCP - 18" |  | 53 | lf |  |  | I |  |  |  | I
| RCP - 24" |  | 240 | lf |  |  | I |  |  |  | I
| RCP - 30" |  | 30 | lf |  |  | I |  |  |  | I
| PVC - 10" |  | 780 | lf |  |  | I |  |  |  | I
| Yard Drain - 10" |  | 21 | ea |  |  | I |  |  |  | I
| Splash Pad |  | 4 | ea |  |  | I |  |  |  | I
| Water & Fire | [6 empty] | 172888.61
| Fire Hyd - New |  | 1 | ea |  |  | I |  |  |  | I
| Fire Hyd - Relocated |  | 2 | ea |  |  | I |  |  |  | I
| FDC - Relocated |  | 1 | ea |  |  | I |  |  |  | I
| PVC - 06" |  | 170 | lf |  |  | I |  |  |  | I
| PVC - 08" |  | 132 | lf |  |  | I |  |  |  | I
| Chilled Water Lines - See HVAC | [5 empty] | X
| Chilled Water Lines - increase to 12" | [5 empty] | X
| STRIPING - SUFFACE - Thermoplastic | [6 empty] | 22090.53
| STD space |  | 123 | ea |  |  | I |  |  |  | I
| HC Space w/ signage |  | 8 | ea |  |  | I |  |  |  | I
| Stop Bar - 24" |  | 70 | lf |  |  | I |  |  |  | I
| Crosswalk |  | 1093 | sf |  |  | I |  |  |  | I
| Arrow |  |  | ea |  |  | I |  |  |  | I
| Signage - stop |  | 6 | ea |  |  | I |  |  |  | I
| Wheel stops - pinned |  | 131 | ea |  |  | I |  |  |  | I
| STRIPING - GARAGE - Painted | [7 empty] | I
| STD space |  | 877 | ea | 20 | 17540 |  | 17540 |  |  |  | 17540 |  | 17540
| HC Space w/ signage |  | 48 | ea | 500 | 24000 |  | 24000 |  |  |  | 24000 |  | 24000
| Crosshatch |  | 9674 | sf | 7.5 | 72555 |  | 72555 |  |  |  | 72555 |  | 72555
| Wheel stops - epoxy |  | 925 | ea | 75 | 69375 |  | 69375 |  |  |  | 69375 |  | 69375
| Ground Hog |  | 1 | LS | 10000 | 10000 |  | 10000 |  | 10000 |  | 10000 |  | 10000
| Crane Road | [8 empty] | -143750
balance number
[5 empty] | SUBTOTAL |  |  | 2500308.3733 |  | 2808745.4 |  | 2937627.13 |  | 2802655.2 |  | 0 |  | 0
[5 empty] | BOND RATE |  |  |  | 1.75% |  | 0.5% |  | 0% |  | 0% |  | 0%
[5 empty] | BOND AMOUNT |  |  | 48325.65 |  |  |  | 14688.1357 |  | 0 |  | 0 |  | 0
[5 empty] | ADJUSTED TOTAL |  |  | 2548634.0233 |  | 2808745.4 |  | 2952315.2656 |  | 2802655.2 |  | 0 |  | 0
[5 empty] | Cost per SF |  |  | 4.4043 |  | 4.8539 |  | 5.102 |  | 4.8433 |  | 0 |  | 0
[5 empty] | Cost per Unit |  |  | 23819.0096 |  | 26249.957 |  | 27591.7315 |  | 26193.0393 |  | 0 |  | 0
QUALIFICATIONS
EXCLUSIONS/OWNER PROVIDED ITEMS:
ALTERNATES:
PROPOSED VE (Provide Clear Description):
FULLY LOADED LABOR RATES
Laborer
Mechanic
Superintendent
Project Manager
SCHEDULE
Prepared shop drawings/submittals
Mobilization
Total duration to complete scope of work
Winner | [5 empty] | proposal |  | 2385860.95 |  |  |  | 2736957.13
Company | D & W Paving |  |  |  |  | plugs |  | 395433.3333 |  |  |  | 200670
Contact | Chad Durrance |  |  |  |  | sub add |  | 15020.78
Phone | (386) 258-5440 |  |  |  |  | not included |  | -48325.65
Email | dwpaving@dwpavinginc.com |  |  |  |  | total |  | 2747989.4133 |  |  |  | 2937627.13
Base Bid | 2548634.0233 |  |  |  |  | total above |  | 2548634.0233 |  |  |  | 2952315.2656
[6 empty] | delta |  | 199355.39 |  |  |  | -14688.1357

## 31 32 Soil Stabilization
Hedrick Plug
[5 empty] | X | Excluded
[5 empty] | I | Included
| BACK TO SUMMARY SHEET |  |  |  |  | Sub Add/Deduct | Bidder 2 |  | Bidder 3 |  | Bidder 1 |  | Bidder 4 |  | Bidder5 |  | Bidder6
Project: | ERAU Residential Hall & Garage Building |  |  |  |  | Company | Keller North America |  | Bauer Foundation Corp |  | Earth Tech Menard |  | Geopier Foundation Co
Trade: | Soil Stabilization |  |  |  |  | Contact | Paublo Iglesias |  | Shrey Lunagaria |  | Bryan Plaskett
CSI Code: | 31 32 00 |  |  |  |  | Phone | (727) 744-6715 |  | (727) 531-2577 |  | (813) 245-8707
Date: | [5 empty] | Email | paublo.iglesias@keller-na.com |  | Shrey.Lunagaria@bauerfoundations.com |  | Bryan.Plaskett@menardusa.com
[6 empty] | Adjusted Bid | 1306673.9722 |  | 1471673.9722 |  | 2163353.9722 |  | 624173.9722 |  | 0 |  | 0
|  | Plan/ Spec. Package | QTY | U/M | Unit Cost | Subtotal | Yes/No | Price | Yes/No | Price | Yes/No | Price | Yes/No | Price | Yes/No | Price | Yes/No | Price
GENERAL INCLUSIONS
| INCLUDES ALL SALES TAX | [5 empty] | i
| ALL HOISTING & RIGGING REQUIRED TO COMPLETE THIS SCOPE | [5 empty] | i
| PROVIDE P&P BONDS | [5 empty] | x | {1.2%}
| FLORIDA STATE CONTRACTORS LIC. | [5 empty] | i
| GENERAL LIABILITY AND WORKERS COMP. INSURANCE LIMITS | [5 empty] | i
| STATE AND LOCAL TAXES | [5 empty] | i
| COMPASS | [5 empty] | i
SPECIFIC TRADE SCOPE OF WORK REQUIREMENTS
| BASE BID | [6 empty] | 1225000 |  | 1400000 |  | 2091680 |  | 585000
| Rigid Inclusions / Vibro Replacement | [5 empty] | I |  | I |  | I |  |  | Ramed Agregate
We anticipate the depth of improvement for proposed foundations will be on the order of 35 to 40 feet below existing grade
| Load test | [6 empty] | 25000 |  | 25000 | I | 25000 | I
| Water supply meter & usage |  | 1 | ls | 2000 | 2000 |  | 2000 |  | 2000 |  | 2000 |  | 2000
| Water contaiment |  | 1 | ls | 7500 | 7500 |  | 7500 |  | 7500 |  | 7500
| Layout reference points |  | 1 | ls | 2500 | 2500 |  | 2500 |  | 2500 |  | 2500 |  | 2500
| Preconstruction survey |  | 1 | ls | 3600 | 3600 |  | 3600 |  | 3600 |  | 3600 |  | 3600
| Vibration Monitoring |  | 1 | ls | 10000 | 10000 |  | 10000 |  | 10000 |  | 10000 |  | 10000
| Remove spoils |  | 1 | ls | 5000 | 5000 |  | 5000 |  | 5000 |  | 5000 |  | 5000
| Regrade prior to foundations |  | 10715.9815 | sy | 1.5 | 16073.9722 |  | 16073.9722 |  | 16073.9722 |  | 16073.9722 |  | 16073.9722
| Added borings at exist retention pond when filled | [6 empty] | 10000
[5 empty] | SUBTOTAL |  |  | 1306673.9722 |  | 1471673.9722 |  | 2163353.9722 |  | 624173.9722 |  | 0 |  | 0
[5 empty] | BOND RATE |  | 0% |  | 0% |  | 0% |  | 0% |  | 0% |  | 0%
[5 empty] | BOND AMOUNT |  |  | 0 |  | 0 |  | 0 |  | 0 |  | 0 |  | 0
[5 empty] | ADJUSTED TOTAL |  |  | 1306673.9722 |  | 1471673.9722 |  | 2163353.9722 |  | 624173.9722 |  | 0 |  | 0
[5 empty] | Cost per SF |  |  | 2.2581 |  | 2.5432 |  | 3.7385 |  | 1.0786 |  | 0 |  | 0
[5 empty] | Cost per Unit |  |  | 12211.9063 |  | 13753.9624 |  | 20218.2614 |  | 5833.4016 |  | 0 |  | 0
QUALIFICATIONS
[8 empty] | 12.9246 | [5 empty] | 6.1738
[8 empty] | 101100 | [5 empty] | 101100
EXCLUSIONS/OWNER PROVIDED ITEMS:
ALTERNATES:
PROPOSED VE (Provide Clear Description):
FULLY LOADED LABOR RATES
Laborer
Mechanic
Superintendent
Project Manager
SCHEDULE
Prepared shop drawings/submittals
Mobilization
Total duration to complete scope of work
Winner
Company | Keller North America
Contact | Paublo Iglesias
Phone | (727) 744-6715
Email | paublo.iglesias@keller-na.com
Base Bid | 1306673.9722

## 31 63 Piles (hidden)
Hedrick Plug
[5 empty] | X | Excluded
[5 empty] | I | Included
| BACK TO SUMMARY SHEET |  |  |  |  | Sub Add/Deduct | Bidder 1 |  | Bidder 2 |  | Bidder 3 |  | Bidder 4 |  | Bidder5 |  | Bidder6
Project: | ERAU Residential Hall & Garage Building |  |  |  |  | Company
Trade: | Piles |  |  |  |  | Contact
CSI Code: | 31 63 00 |  |  |  |  | Phone
Date: | [5 empty] | Email
[6 empty] | Adjusted Bid | 0 |  | 0 |  | 0 |  | 0 |  | 0 |  | 0
|  | Plan/ Spec. Package | QTY | U/M | Unit Cost | Subtotal | Yes/No | Price | Yes/No | Price | Yes/No | Price | Yes/No | Price | Yes/No | Price | Yes/No | Price
GENERAL INCLUSIONS
INCLUDES ALL SALES TAX
ALL HOISTING & RIGGING REQUIRED TO COMPLETE THIS SCOPE
PROVIDE P&P BONDS
FLORIDA STATE CONTRACTORS LIC.
GENERAL LIABILITY AND WORKERS COMP. INSURANCE LIMITS
STATE AND LOCAL TAXES
SPECIFIC TRADE SCOPE OF WORK REQUIREMENTS
BASE BID
[5 empty] | SUBTOTAL |  |  | 0 |  | 0 |  | 0 |  | 0 |  | 0 |  | 0
[5 empty] | BOND RATE |  | 0% |  | 0% |  | 0% |  | 0% |  | 0% |  | 0%
[5 empty] | BOND AMOUNT |  |  | 0 |  | 0 |  | 0 |  | 0 |  | 0 |  | 0
[5 empty] | ADJUSTED TOTAL |  |  | 0 |  | 0 |  | 0 |  | 0 |  | 0 |  | 0
[5 empty] | Cost per SF |  |  | 0 |  | 0 |  | 0 |  | 0 |  | 0 |  | 0
[5 empty] | Cost per Unit |  |  | 0 |  | 0 |  | 0 |  | 0 |  | 0 |  | 0
QUALIFICATIONS
EXCLUSIONS/OWNER PROVIDED ITEMS:
ALTERNATES:
PROPOSED VE (Provide Clear Description):
FULLY LOADED LABOR RATES
Laborer
Mechanic
Superintendent
Project Manager
SCHEDULE
Prepared shop drawings/submittals
Mobilization
Total duration to complete scope of work
Winner
Company
Contact
Phone
Email
Base Bid

## 32 14 Pavers
Hedrick Plug
[5 empty] | X | Excluded
[5 empty] | I | Included
| BACK TO SUMMARY SHEET |  |  |  |  | Sub Add/Deduct | Bidder 1 |  | Bidder 4 |  | Bidder 2 |  | Bidder 3 |  | Bidder5 |  | Bidder6
Project: | ERAU Residential Hall & Garage Building |  |  |  |  | Company | PaverScape |  | ACP |  | J.A. Pavers |  | Golden Pavers
Trade: | Pavers |  |  |  |  | Contact | Brett Emery |  | Jeff Oxley |  | Roger Smith |  | Cyntia Santos
CSI Code: | 31 32 00 |  |  |  |  | Phone | (407) 704-9327 |  | (904) 661-6689 |  | (352) 396-0232 |  | (904) 339-1536
Date: | [5 empty] | Email | brett.paverscape@gmail.com |  | joxley@acpfl.com |  | roger@japaversinc.com |  | golden_pavers@yahoo.com
[6 empty] | Adjusted Bid | 126191.82 |  | 150446 |  | 158909 |  | 0 |  | 0 |  | 0
|  | Plan/ Spec. Package | QTY | U/M | Unit Cost | Subtotal | Yes/No | Price | Yes/No | Price | Yes/No | Price | Yes/No | Price | Yes/No | Price | Yes/No | Price
GENERAL INCLUSIONS
| INCLUDES ALL SALES TAX | [5 empty] | i
| ALL HOISTING & RIGGING REQUIRED TO COMPLETE THIS SCOPE | [5 empty] | i
| PROVIDE P&P BONDS | [5 empty] | x | {2.0%}
| FLORIDA STATE CONTRACTORS LIC. | [5 empty] | i
| GENERAL LIABILITY AND WORKERS COMP. INSURANCE LIMITS | [5 empty] | i
| STATE AND LOCAL TAXES | [5 empty] | i
| COMPASS | [5 empty] | x | {2.0}
SPECIFIC TRADE SCOPE OF WORK REQUIREMENTS
BASE BID
| Concrete Pavers | [6 empty] | 99620 |  | 124502 |  | 132965
| CONCRETE PAVER:H-SERIES, GALAXY, (50% ) 6" X 24"X4" DEPTH, (50%) 12"X24"X4" DEPTH;COLOR: (50%) HGL-33 AND (50%) HGL-40, RANDOM COLOR MIXED | 1/LS-3.03 | 2943 | sf | 30 | 88290 | I |  | I |  | I
| thinset w/ add mixture |  | 2943 | sf |  | 0 | I |  | I |  | I
| Permaloc aluminum edge restraint |  | 200 | lf | 12 | 2400 |  | 2400 |  | 2400 |  | 2400
| 6" concrete base |  | 2943 | sf | 8 | 23544 |  | 23544 |  | 23544 |  | 23544
| 12" compacted subgrade - inc site work |  | 327 | sy |  | 0
0
0
0
0
0
0
0
0
0
0
0
0
0
0
0
0
0
0
0
0
0
0
0
[5 empty] | SUBTOTAL | 114234 |  | 125564 |  | 150446 |  | 158909 |  | 0 |  | 0 |  | 0
[5 empty] | BOND RATE |  | 0.5% |  | 0% |  | 0% |  | 0% |  | 0% |  | 0%
[5 empty] | BOND AMOUNT |  |  | 627.82 |  | 0 |  | 0 |  | 0 |  | 0 |  | 0
[5 empty] | ADJUSTED TOTAL | 114234 |  | 126191.82 |  | 150446 |  | 158909 |  | 0 |  | 0 |  | 0
[5 empty] | Cost per SF |  |  | 0.21807 |  | 0.25999 |  | 0.27461 |  | 0 |  | 0 |  | 0
[5 empty] | Cost per Unit |  |  | 1179.3628 |  | 1406.0374 |  | 1485.1308 |  | 0 |  | 0 |  | 0
QUALIFICATIONS
EXCLUSIONS/OWNER PROVIDED ITEMS:
ALTERNATES:
| SWITCH TO A 2.75” PAVER | [6 empty] | -5000
| SAND SET INSTALLTION | [6 empty] | -8000
| ALTERNATE PAVER SPEC | [6 empty] | -52500
PROPOSED VE (Provide Clear Description):
FULLY LOADED LABOR RATES
Laborer
Mechanic
Superintendent
Project Manager
SCHEDULE
Prepared shop drawings/submittals
Mobilization
Total duration to complete scope of work
Winner
Company
Contact
Phone
Email
Base Bid | 126191.82

## 32 33 Site Furniture
Hedrick Plug
[5 empty] | X | Excluded
[5 empty] | I | Included
| BACK TO SUMMARY SHEET |  |  |  |  | Sub Add/Deduct | Bidder 1 |  | Bidder 2 |  | Bidder 3 |  | Bidder 4 |  | Bidder5 |  | Bidder6
Project: | ERAU Residential Hall & Garage Building |  |  |  |  | Company | LandscapeForms |  | Ground Control Systems
Trade: | Site Furniture |  |  |  |  | Contact | Hunter Lunardini |  | Brady O'Neill
CSI Code: | 32 33 00 |  |  |  |  | Phone | (800) 441-1945 |  | (209) 481-7219
Date: | [5 empty] | Email | hunterl@landscapeforms.com |  | brady@groundcontrolsystems.com
[6 empty] | Adjusted Bid | 209676.3559 |  | 247249.255 |  | 0 |  | 0 |  | 0 |  | 0
|  | Plan/ Spec. Package | QTY | U/M | Unit Cost | Subtotal | Yes/No | Price | Yes/No | Price | Yes/No | Price | Yes/No | Price | Yes/No | Price | Yes/No | Price
GENERAL INCLUSIONS
| INCLUDES ALL SALES TAX | [5 empty] | i
| ALL HOISTING & RIGGING REQUIRED TO COMPLETE THIS SCOPE | [5 empty] | i
| PROVIDE P&P BONDS | [5 empty] | x | {2.0%}
| FLORIDA STATE CONTRACTORS LIC. | [5 empty] | i
| GENERAL LIABILITY AND WORKERS COMP. INSURANCE LIMITS | [5 empty] | i
| STATE AND LOCAL TAXES | [5 empty] | i
| COMPASS | [5 empty] | x | {2.0}
SPECIFIC TRADE SCOPE OF WORK REQUIREMENTS
BASE BID
Seat Bench -1
| LUNGO MARE, MODULE A ( 79"X158"), CUSTOM ERAU SILVER COLOR |  | 1 | ea |  |  | I | 11000 | I | 13750
Seat Bench -2
| MILENIO, STYLE: (2)ANGEL LEFT, (2)ANGEL RIGHT, COLOR: BEIGE ESCOFET CONCRETE |  | 4 | ea |  |  | I | 10360 | I | 12950
| MILENIO, STYLE: (10) STRAIGHT, COLOR: BEIGE ESCOFET CONCRETE |  | 24 | ea |  |  | I | 60960 | I | 76200
Seat Bench -3
| (4) STAY BENCH, BACKED, CUSTOM ERAU SILVER COLOR |  | 4 | ea |  |  | I | 12320 | I | 15400
Trash Receptacle
| (8) PITCH LITTER, SIDE OPENING, 28 GAL. BLACK POLY LINER, SURFACE MOUNTABLE, CUSTOM ERAU SILVER COLOR |  | 8 | ea |  |  | I | 16720 | I | 20900
Bike Rack
| (6)"LOOP" BICYCLE RACK, COLOR: CUSTOM ERAU SILVER. |  | 6 | ea |  |  | I | 3180 | I | 3975
| Shipping & Handling |  | 1 | ls |  |  | I | 33446 | I | 43439.33
| Estimated Tax |  | 1 | ls | 10738.125 | 10738.125 | I | 7957.8 | I | 10738.125
| Concrete Pads for benches |  | 420 | sf | 10 | 4200 |  | 4200 |  | 4200
| Small Crane to off-load & set benches w/ operator - need 7,000 lb capacity |  | 2 | day | 2350 | 4700 |  | 4700 |  | 4700
| Labor to set benches, trash recept, bike racks - 4 |  | 80 | hrs | 75 | 6000 |  | 6000 |  | 6000
| Anchors for trash recept, bike racks |  | 56 | ea | 50 | 2800 |  | 2800 |  | 2800
| Skateboard Rack | [6 empty] | Streetscapes
| 10 level - BOARD CAPACITY VERTICAL LOCKING SKATEBOARD RACK; MODEL #SM10X, SURFACE MOUNT, BY GROUND CONTROL SYSTEMS, COLOR - STANDARD SILVER. SEE DETAIL I/H1.04 |  | 4 | ea | 2358 | 9432 |  | 9432 |  | 7860
| Shipping & Handling |  | 1 | ls | 1200 | 1200 | I | 1102.69 | I | 0
| Estimated Tax |  | 1 | ls | 707.4 | 707.4 |  | 707.4 |  | 589.5
| Labor to set racks - 2 |  | 8 | hrs | 75 | 600 |  | 600 |  | 600
| Anchors for trash recept, bike racks |  | 40 | ea | 50 | 2000 |  | 2000 |  | 2000
Bike Racks - garage
|  |  | 6 | ea | 2194 | 13164 |  | 13164 |  | 13164
|  |  | 4 | ea | 874 | 3496 |  | 3496 |  | 3496
| Shipping & Handling |  | 1 | ls | 750 | 750 |  | 750 |  | 750
| Estimated Tax |  | 1 | ls | 987.3 | 987.3 |  | 987.3 |  | 987.3
| Labor to set racks - 20 |  | 10 | hrs | 75 | 750 |  | 750 |  | 750
| Anchors for bike racks |  | 40 | ea | 50 | 2000 |  | 2000 |  | 2000
0
0
[5 empty] | SUBTOTAL | Base Bid |  | 208633.19 |  | 247249.255 |  | 0 |  | 0 |  | 0 |  | 0
[5 empty] | BOND RATE |  | 0.5% |  | 0% |  | 0% |  | 0% |  | 0% |  | 0%
[5 empty] | BOND AMOUNT |  |  | 1043.1659 |  | 0 |  | 0 |  | 0 |  | 0 |  | 0
[5 empty] | ADJUSTED TOTAL |  |  | 209676.3559 |  | 247249.255 |  | 0 |  | 0 |  | 0 |  | 0
[5 empty] | Cost per SF |  |  | 0.36235 |  | 0.42728 |  | 0 |  | 0 |  | 0 |  | 0
[5 empty] | Cost per Unit |  |  | 1959.5921 |  | 2310.7407 |  | 0 |  | 0 |  | 0 |  | 0
QUALIFICATIONS
EXCLUSIONS/OWNER PROVIDED ITEMS:
ALTERNATES:
PROPOSED VE (Provide Clear Description):
FULLY LOADED LABOR RATES
Laborer
Mechanic
Superintendent
Project Manager
SCHEDULE
Prepared shop drawings/submittals
Mobilization
Total duration to complete scope of work
Winner
Company | LandscapeForms
Contact | Hunter Lunardini
Phone | (800) 441-1945
Email | =
Base Bid | 209676.3559

## 32 80 Landscape
Hedrick Plug
[5 empty] | X | Excluded
[5 empty] | I | Included
| BACK TO SUMMARY SHEET |  |  |  |  | Sub Add/Deduct | Bidder 7 |  | Bidder 5 |  | Bidder 1 |  | Bidder 3 |  | Bidder 6 |  | Bidder 4 |  | Bidder 2
Project: | ERAU Residential Hall & Garage Building |  |  |  |  | Company | Verdego Landscape |  | Lake Conway Landscape |  | Scapes of North Florida |  | White Oaks Landscape |  | Down to Earth |  | Sterling Silver Scape |  | Juniper
Trade: | Landscape & Irrigation |  |  |  |  | Contact | David Simmons |  | Ryan Mahanna |  | John Hackerson |  | Jesse Bell |  | Steve Holland |  | Alice Capehart |  | J.R. Worley
CSI Code: | 32 80 |  |  |  |  | Phone | (386) 585-0591 |  | (407) 402-2128 |  | (352) 327-9395 |  | (850) 346-4369 |  | (321) 237-1672 |  | 407-846-3225 |  | (239) 218-9700
Date: | [5 empty] | Email | dsimmons@verdego.com |  | Ryan@LakeConwayLandscaping.com |  | jhackerson@scapesnfl.com |  | jesse.bell@whiteoakslandscape.com |  | steve.holland@down2earthinc.com |  | estimating@sterlingsilverlandscaping.com |  | jr@juniperlandscaping.com
[6 empty] | Adjusted Bid | 461690.97 |  | 484502 |  | 485155.7485 |  | 502977.16 |  | 538595.79 |  | 544302.7685 |  | 660321.05
|  | Plan/ Spec. Package | QTY | U/M | Unit Cost | Subtotal | Yes/No | Price | Yes/No | Price | Yes/No | Price | Yes/No | Price | Yes/No | Price | Yes/No | Price | Yes/No | Price
GENERAL INCLUSIONS
| INCLUDES ALL SALES TAX | [5 empty] | i
| ALL HOISTING & RIGGING REQUIRED TO COMPLETE THIS SCOPE | [5 empty] | i
| PROVIDE P&P BONDS | [5 empty] | x | {2.0%}
| FLORIDA STATE CONTRACTORS LIC. | [5 empty] | i
| GENERAL LIABILITY AND WORKERS COMP. INSURANCE LIMITS | [5 empty] | i
| STATE AND LOCAL TAXES | [5 empty] | i
| COMPASS | [5 empty] | x | {5.0}
SPECIFIC TRADE SCOPE OF WORK REQUIREMENTS
BASE BID
| Mobilization | [12 empty] | 5843.2
| Project Management | [10 empty] | 36800
| TREES | [6 empty] | 282284 |  | 354300 | [7 empty] | 385893
| Yaupon Holly Tree Form |  | 6 | ea |  |  | I |  | I |  | I | 3640.2 | I | 4087.91 |  | 4661.4 |  |  | I | 5100
| Southern Red Cedar |  | 8 | ea |  |  | I |  | I |  | I | 4065.12 | I | 4138.8 |  | 3438.64 |  |  | I | 5400
| Live Oak |  | 3 | ea |  |  | I |  | I |  | I | 2240.25 | I | 2447.61 |  | 3208.02 |  |  | I | 2850
| Bald Cypress |  | 6 | ea |  |  | I |  | I |  | I | 1891.26 | I | 4676.4 |  | 5497.38 |  |  | I | 4800
PALMS
| Carnavon Gorge Palm |  | 8 | ea |  |  | I |  | I |  | I | 14186.72 | I | 5359.84 |  | 6267.96 |  |  | I | 16000
| Medjool Date Palm |  | 24 | ea |  |  | I |  | I |  | I | 127680 | I | 128123.28 |  | 178903.92 |  |  | I | 276000
| Cabbage Palmetto |  | 35 | ea |  |  | I |  | I |  | I | 20825 | I | 13924.79 |  | 31549.35 |  |  | I | 19250
SHRUBS
| Orange Bromeliad |  | 191 | ea |  |  | I |  | I |  | I | 16044 | I | 13277.4 |  | 17115.84 |  |  | I | 24830
| Rojo Congo Philodendron |  | 38 | ea |  |  | I |  | I |  | I | 1879.48 | I | 2641.58 |  | 2782.36 |  |  | I | 2470
| Bird of Paradise |  | 32 | ea |  |  | I |  | I |  | I | 1536.64 | I | 1874.09 |  | 2669.76 |  |  | I | 2080
SHRUB AREAS
| African Lilly |  | 126 | ea |  |  | I |  | I |  | I | 1799.28 | I | 1848.42 |  | 1004.22 |  |  | I | 1260
| Variegated Shell Ginger |  | 6 | ea |  |  | I |  | I |  | I | 293.1 | I | 285.81 |  | 371.88 |  |  | I | 348
| Soft Touch Japanese Holly |  | 119 | ea |  |  | I |  | I |  | I | 1598.17 | I | 2439.5 |  | 2763.18 |  |  | I | 2023
| Macho Fern |  | 162 | ea |  |  | I |  | I |  | I | 1639.44 | I | 2376.54 |  | 2438.1 |  |  | I | 1620
| Philodendon |  | 21 | ea |  |  | I |  | I |  | I | 764.19 | I | 369.39 |  | 296.94 |  |  | I | 336
| Lady Palm |  | 7 | ea |  |  | I |  | I |  | I | 1690.99 | I | 1495.2 |  | 2226.2 |  |  | I | 1540
| Indain Hawthorn |  | 278 | ea |  |  | I |  | I |  | I | 2535.36 | I | 3772.46 |  | 3930.84 |  |  | I | 2780
| Firecracker Plant |  | 268 | ea |  |  | I |  | I |  | I | 2848.84 | I | 3832.4 |  | 3920.92 |  |  | I | 2680
| Sand Cordgrass |  | 326 | ea |  |  | I |  | I |  | I | 2581.92 | I | 4661.8 |  | 3919.89 |  |  | I | 3260
| Florida Gamagrass |  | 234 | ea |  |  | I |  | I |  | I | 2150.46 | I | 4116.06 |  | 3067.74 |  |  | I | 2340
| Florida Coontie |  | 113 | ea |  |  | I |  | I |  | I | 1899.53 | I | 2515.38 |  | 2634.03 |  |  | I | 2938
GROUND COVERS
| Big Blue Lirope |  | 212 | ea |  |  | I |  | I |  | I | 2020.36 | I | 1037.7 |  | 1363.16 |  |  | I | 1272
| Super Blue Lirope |  | 5347 | ea |  |  | I |  | I |  | I | 16361.82 | I | 30503.57 |  | 29887.8 |  |  | I | 26735
| Asiatic Jasmine |  | 270 | ea |  |  | I |  | I |  | I | 920.7 | I | 1362.1 |  | 1765.8 |  |  | I | 1620
SOD/SEED
| Sod A - St. Augustine Grass |  | 12290 | sf |  |  | I |  | I |  | I | 7988.5 | I | 17305.3 |  | 6219.85 | I | 10560 | I | 8160
| Sod D - Emerald Zoysia |  | 31947 | sf |  |  | I |  | I |  | I | 30349.65 | I | 53929.09 |  | 34996 | I | 26240 | I | 28480
| Sod B at elongated detention basin - shown |  |  | sf
| Sod B at elongated detention basin - not shown |  |  | sf
| Irrigation System | [6 empty] | 85600 |  | 68650 | I | 27000 | I | 72059.57 | I | 73406.46 | I | 49058 | I | 80039.47
| Irrigation System - contingency | [10 empty] | 40000
| Miscellaneous | [6 empty] | 47730
| Mulch |  |  | cf |  |  | I |  | I |  | I | 24000 | I | 19876.71 | I | 20436 | I |  | I | 14875
| Compost Soil Mix |  | 232 | cy | 35 | 8120 | I |  |  | 12252 |  | 8120 |  | 7145.79 |  | 17625 | I |  | I | 26160.59
| Tree staking |  | 23 | ea | 35 | 805 | I |  | I |  | I | 805 | I | 962.94 | I |  | I |  | I | 11176.01
| Palm Rootball Anchoring |  | 67 | ea | 80 | 5360 | I |  | I |  | I | 5360 | I | 6108.05 | I |  | I |  | I | 7143.46
| Tree Protection |  | 1800 | lf | 10 | 18000 |  | 18000 |  | 18000 |  | 18000 |  | 18000 |  | 18000 |  | 18000 |  | 18000
| Synthetic Turf |  | 1289 | sf | 20 | 25780 |  | 25780 |  | 31300 |  | 25780 |  | 27249.12 | I | 31018.46 |  | 25780 | I | 20000
| Coquina Sheel Boulders |  | 6 | ea | 750 | 4500 | I |  | I |  | I | 3588 | I | 10341.08 | I | 4545.42 |  | 4500 | I | 4651.29
Decomposed Granite
| DECOMPOSED GREY GRANITE, DUST TO 1/4" SIZE - 3" compacted | 6/LS-3.03 | 5.0278 | cy | 500 | 2513.8889 | I |  | I |  |  | 2513.8889 | I | 1493.86 | I | 5136.7 |  | 2513.8889 | I | 2153.72
| compacted subgrade - inc sitework |  | 5.0278 | sf |  | 0 | [5 empty] | 0 |  | 0 |  |  |  | 0
| filter fabric |  | 543 | sf | 0.75 | 407.25 | I |  | I |  |  | 407.25 |  | see below | I |  |  | 407.25 | I | see below
| aluminum edging |  | 195 | lf | 7.5 | 1462.5 | I |  | I |  |  | 1462.5 |  | see below | I |  |  | 1462.5 | I | see below
0
| Crushed Coquina Mulch - B |  |  |  |  | 0
| CRUSHED COQUINA MULCH, 1/4" - 1/2" SIZE - 3" compacted | 2/LS-3.03 | 22.037 | cy | 350 | 7712.963 | I |  | I |  |  | 7712.963 | I | 6519.12 | I | 11526.57 |  | 7712.963 | I | 19700.05
| compacted subgrade - inc sitework |  | 22.037 | sf |  | 0
| filter fabric |  | 2380 | sf | 0.75 | 1785 | I |  | I |  |  | 1785 |  | see below | I | inc |  | 1785 | I | see below
| aluminum edging |  | 1200 | lf | 7.5 | 9000 | I |  | I |  |  | 9000 |  | see below | I | inc |  | 9000 | I | see below
0
| Crushed Coquina Mulch - C |  |  |  |  | 0
| CRUSHED COQUINA MULCH, 1/4" - 1/2" SIZE - 3" compacted | 3/LS-3.03 | 1.8333 | cy | 350 | 641.6667 | I |  | I |  |  | 641.6667 | I | 546 | I | inc |  | 641.6667 | I
| compacted subgrade - inc sitework |  | 1.8333 | sf |  | 0
| filter fabric |  | 198 | sf | 0.75 | 148.5 | I |  | I |  |  | 148.5 |  | see below | I | inc |  | 148.5 | I | see below
| aluminum edging |  | 80 | lf | 7.5 | 600 | I |  | I |  |  | 600 |  | see below | I | inc |  | 600 | I | see below
| filter fabric |  | 3121 | sf | 1.1455 | [7 empty] | I | 3575.29 |  |  |  |  | I | 661.5
| aluminum edging |  | 1475 | lf | 7.1756 | [7 empty] | I | 10854.01 |  |  |  |  | I | 9587.96
[5 empty] | SUBTOTAL |  |  | 459394 |  | 484502 |  | 485155.7485 |  | 502977.16 |  | 538595.79 |  | 544302.7685 |  | 660321.05
[5 empty] | BOND RATE |  | 0.5% |  | 0% |  | 0% |  | 0% |  | 0% |  | 0% |  | 0%
[5 empty] | BOND AMOUNT |  |  | 2296.97 |  | 0 |  | 0 |  | 0 |  | 0 |  | 0 |  | 0
[5 empty] | ADJUSTED TOTAL |  |  | 461690.97 |  | 484502 |  | 485155.7485 |  | 502977.16 |  | 538595.79 |  | 544302.7685 |  | 660321.05
[5 empty] | Cost per SF |  |  | 0.79786 |  | 0.83728 |  | 0.83841 |  | 0.86921 |  | 0.93076 |  | 0.94062 |  | 1.1411
[5 empty] | Cost per Unit |  |  | 4314.8689 |  | 4528.0561 |  | 4534.1659 |  | 4700.7211 |  | 5033.6055 |  | 5086.9418 |  | 6171.2248
QUALIFICATIONS
EXCLUSIONS/OWNER PROVIDED ITEMS:
ALTERNATES:
PROPOSED VE (Provide Clear Description):
FULLY LOADED LABOR RATES
Laborer
Mechanic
Superintendent
Project Manager
SCHEDULE
Prepared shop drawings/submittals
Mobilization
Total duration to complete scope of work
Winner | [5 empty] | proposal |  | 415614 |  | 422950 |  | 368983.98 |  | 554727.16 |  | 455289.06 |  | 471751 |  | 587591.53
Company | Verdego Landscape |  |  |  |  | plugs |  | 43780 |  | 18000 |  | 116171.7685 |  | 18000 |  | 18000 |  | 72551.7685 |  | 18000
Contact | David Simmons |  |  |  |  | sub add |  |  |  | 43552 | [5 empty] | 65306.73 |  |  |  | 54729.52
Phone | (386) 585-0591 |  |  |  |  | not included | [7 empty] | -69750
Email | dsimmons@verdego.com |  |  |  |  | total |  | 459394 |  | 484502 |  | 485155.7485 |  | 502977.16 |  | 538595.79 |  | 544302.7685 |  | 660321.05
Base Bid | 461690.97 |  |  |  |  | total above |  | 461690.97 |  | 484502 |  | 485155.7485 |  | 502977.16 |  | 538595.79 |  | 544302.7685 |  | 660321.05
[6 empty] | delta |  | -2296.97 |  | 0 |  | 0 |  | 0 |  | 0 |  | 0 |  | 0

## 33 40 Wells (hidden)
Hedrick Plug
[5 empty] | X | Excluded
[5 empty] | I | Included
| BACK TO SUMMARY SHEET |  |  |  |  | Sub Add/Deduct | Bidder 1 |  | Bidder 2 |  | Bidder 3 |  | Bidder 4 |  | Bidder5 |  | Bidder6
Project: | ERAU Residential Hall & Garage Building |  |  |  |  | Company
Trade: | Wells |  |  |  |  | Contact
CSI Code: | 33 40 00 |  |  |  |  | Phone
Date: | [5 empty] | Email
[6 empty] | Adjusted Bid | 0 |  | 0 |  | 0 |  | 0 |  | 0 |  | 0
|  | Plan/ Spec. Package | QTY | U/M | Unit Cost | Subtotal | Yes/No | Price | Yes/No | Price | Yes/No | Price | Yes/No | Price | Yes/No | Price | Yes/No | Price
GENERAL INCLUSIONS
INCLUDES ALL SALES TAX
ALL HOISTING & RIGGING REQUIRED TO COMPLETE THIS SCOPE
PROVIDE P&P BONDS
FLORIDA STATE CONTRACTORS LIC.
GENERAL LIABILITY AND WORKERS COMP. INSURANCE LIMITS
STATE AND LOCAL TAXES
SPECIFIC TRADE SCOPE OF WORK REQUIREMENTS
BASE BID
[5 empty] | SUBTOTAL |  |  | 0 |  | 0 |  | 0 |  | 0 |  | 0 |  | 0
[5 empty] | BOND RATE |  | 0% |  | 0% |  | 0% |  | 0% |  | 0% |  | 0%
[5 empty] | BOND AMOUNT |  |  | 0 |  | 0 |  | 0 |  | 0 |  | 0 |  | 0
[5 empty] | ADJUSTED TOTAL |  |  | 0 |  | 0 |  | 0 |  | 0 |  | 0 |  | 0
[5 empty] | Cost per SF |  |  | 0 |  | 0 |  | 0 |  | 0 |  | 0 |  | 0
[5 empty] | Cost per Unit |  |  | 0 |  | 0 |  | 0 |  | 0 |  | 0 |  | 0
QUALIFICATIONS
EXCLUSIONS/OWNER PROVIDED ITEMS:
ALTERNATES:
PROPOSED VE (Provide Clear Description):
FULLY LOADED LABOR RATES
Laborer
Mechanic
Superintendent
Project Manager
SCHEDULE
Prepared shop drawings/submittals
Mobilization
Total duration to complete scope of work
Winner
Company
Contact
Phone
Email
Base Bid

## 41 22 Crane and Hoist (hidden)
Hedrick Plug
Excluded
| BACK TO SUMMARY SHEET |  |  |  |  | Included | Bidder 1 |  | Bidder 2 |  | Bidder 3 |  | Bidder 4 |  | Bidder5 |  | Bidder6
Project: | ERAU Residential Hall & Garage Building |  |  |  |  | Company
Trade: | Cranes and Hoist |  |  |  |  | Contact
CSI Code: | 41 22 |  |  |  |  | Phone
Date: | [5 empty] | Email
Adjusted Bid | [5 empty] | Adjusted Bid | 0 |  | 0 |  | 0 |  | 0 |  | 0 |  | 0
BID DOCUMENTS: |  | Plan/ Spec. Package | QTY | U/M | Unit Cost | Subtotal | Yes/No | Price | Yes/No | Price | Yes/No | Price | Yes/No | Price | Yes/No | Price | Yes/No | Price
Plans By Division
| #REF! | P
| #REF! | P
| #REF! | P
| #REF! | P
| #REF! | P
| #REF! | P
| #REF! | P
| #REF! | P
| #REF! | P
Crane and Hoist
OCIP Insurance per exhibit
GENERAL INCLUSIONS
INCLUDES ALL SALES TAX
ALL HOISTING & RIGGING REQUIRED TO COMPLETE THIS SCOPE
PROVIDE P&P BONDS
FLORIDA STATE CONTRACTORS LIC.
GENERAL LIABILITY AND WORKERS COMP. INSURANCE LIMITS
STATE AND LOCAL TAXES
SPECIFIC TRADE SCOPE OF WORK REQUIREMENTS
BASE BID
| Crane SK405.20 by Maxim Crane Works 10/04/23 |  | 1 | mo | 49418.3
Jib L05 (219 ft Max HR)
Single Trolley
Base S35 Anchor Stools
Tip Capacity 10141 @219'
Max capacity 22046 lbs @105'
Init/Fin Hook Ht 99ft
| Crane SK405.20 by Maxim Crane Works 10/04/23 |  | 1 | mo | 50298.3
Jib L05 (219 ft Max HR)
Single Trolley
Base S32 Anchor Stools
Tip Capacity 10141 @219'
Max capacity 22046 lbs @105'
Init/Fin Hook Ht 137ft
| Crane SK405.20 by Maxim Crane Works 10/04/23 |  | 1 | mo | 52852
Jib L04 (199 ft Max HR)
Single Trolley
Base S60 Anchor Stools
Tip Capacity 13007 @199'
Max capacity 22046 lbs @123'
Init/Fin Hook Ht 176ft
| Single Hoist by United Hoist Equipment 4/16/2024 |  | 1 | mo | 74300.8
Tower Height 85ft
No. of gates 6
Capacity 6000
| Twin Hoist by United Hoist Equipment 4/16/2024 |  | 1 | mo | 123514.3
Tower Height 85ft
No. of gates 12
Capacity 6000
[5 empty] | SUBTOTAL |  |  | 0 |  | 0 |  | 0 |  | 0 |  | 0 |  | 0
[5 empty] | BOND RATE |  | 0% |  | 0% |  | 0% |  | 0% |  | 0% |  | 0%
[5 empty] | BOND AMOUNT |  |  | 0 |  | 0 |  | 0 |  | 0 |  | 0 |  | 0
[5 empty] | ADJUSTED TOTAL |  |  | 0 |  | 0 |  | 0 |  | 0 |  | 0 |  | 0
[5 empty] | Cost per SF |  |  | 0 |  | 0 |  | 0 |  | 0 |  | 0 |  | 0
[5 empty] | Cost per Unit |  |  | 0 |  | 0 |  | 0 |  | 0 |  | 0 |  | 0
QUALIFICATIONS
EXCLUSIONS/OWNER PROVIDED ITEMS:
ALTERNATES:
PROPOSED VE (Provide Clear Description):
FULLY LOADED LABOR RATES
Laborer
Mechanic
Superintendent
Project Manager
SCHEDULE
Prepared shop drawings/submittals
Mobilization
Total duration to complete scope of work
Winner | Crane
Company
Contact
Phone
Email
Base Bid
Winner | Hoist
Company
Contact
Phone
Email
Base Bid

## SiteWorkPrices (hidden)
General Conditions
10 | Mobilization | 1.00LS |  | 17500 | 17500
20 | Construction Layout And As-Built Survey | 1.00LS |  | 33960 | 33960
Erosion Control
50 | Silt Fence | 2,600.00LF |  | 1 | 2600
55 | Silt Fence Maintenance | 6.00MO |  | 800 | 4800
70 | Inlet Protection | 22.00EACH |  | 250 | 5500
75 | Turbidity Barrier | 100.00LF |  | 10 | 1000
Site Prep And Mass Grading
108 | Clear/Grub/Disk Site | 1.00LS |  | 31000 | 31000
110 | Site Cut To Fill | 600.00CY |  | 4.5 | 2700
115 | Import Fill, Place And Compact | 19,500.00CY |  | 12 | 234000
120 | Machine Grade Rough | 28,300.00SY |  | 0.35 | 9905
125 | Machine Grade Fine | 28,300.00SY |  | 1.2 | 33960
130 | Site Grade Final (Pre-Landscape) | 1.00LS |  | 34000 | 34000
135 | Sod Dry Retention Areas | 4,200.00SY |  | 2.5 | 10500
Paving Onsite
200 | 12" Stabilized Subgrade, LBR40 | 8,600.00SY |  | 4.8 | 41280
205 | 6-1/2" FDOT Rock Base, LBR100 | 8,100.00SY |  | 11 | 89100
215 | 3/4" Asphalt Bottom Lift, Type S | 8,000.00SY |  | 6.6 | 52800
220 | 3/4" Asphalt Top Lift, Type S | 8,000.00SY |  | 7 | 56000
225 | Vehicular Brick Pavers (Standard Size/Color/Pattern) | 85.00SY |  | 51 | 4335
230 | Concrete Pavement 6" | 1,500.00SF |  | 6 | 9000
240 | Type D Curb (Machined) | 4,250.00LF |  | 11.2 | 47600
241 | Type D Curb (Hand Formed) | 110.00LF |  | 17.2 | 1892
242 | 2' Valley Gutter Curb | 250.00LF |  | 19.2 | 4800
245 | Header Curb | 145.00LF |  | 21 | 3045
250 | Concrete Sidewalk 4" | 14,000.00SF |  | 3.8 | 53200
252 | Concrete Bike Rack 4" | 120.00SF |  | 7.2 | 864
255 | ADA Ramp | 7.00EACH |  | 800 | 5600
256 | Guardrail (Includes TL-3 Guardrail And TL-2 End Sections) (Excludes Asphalt Mowing Strip) | 650.00LF |  | 43 | 27950
260 | Striping And Signage | 1.00LS |  | 13650 | 13650
Storm Drainage
300 | 4" HDPE RWL (Includes All Fittings) | 55.00LF |  | 34 | 1870
305 | 6" HDPE RWL (Includes All Fittings) | 76.00LF |  | 36 | 2736
310 | 8" HDPE RWL (Includes All Fittings) | 271.00LF |  | 43 | 11653
315 | 12" HDPE | 560.00LF |  | 38 | 21280
320 | 15" HDPE | 467.00LF |  | 44 | 20548
325 | 18" HDPE | 142.00LF |  | 50 | 7100
330 | 24" HDPE | 1,775.00LF |  | 60 | 106500
332 | 24" Cap | 61.00LF |  | 88 | 5368
335 | 12" HDPE Perforated W/2'x2' Under Drain | 153.00LF |  | 95 | 14535
340 | Cleanout With Concrete Collar | 4.00EACH |  | 980 | 3920
345 | Yard Drain | 8.00EACH |  | 1700 | 13600
350 | Type C Catch Basin W/USF 6212 | 1.00EACH |  | 4250 | 4250
355 | Type C Water Control Structure W/USF 6611 | 1.00EACH |  | 4100 | 4100
360 | Type E Structure W/USF 6290 | 5.00EACH |  | 5200 | 26000
362 | 5' X 6' Control Structure | 1.00EACH |  | 28000 | 28000
364 | 4' Round PC Catch Basin W/USF 4155-6209 | 8.00EACH |  | 4700 | 37600
366 | 4' Round PG Curb Inlet W/USF 5130-6168 | 9.00EACH |  | 4600 | 41400
368 | 4' Round PV Valley Inlet W/USF 5113-6194 | 2.00EACH |  | 4550 | 9100
369 | 4' Manhole W/USF 170-F | 1.00EACH |  | 4400 | 4400
370 | 24" Concrete Headwall | 1.00EACH |  | 5400 | 5400
380 | Storm Drainage Dewatering | 3,560.00LF |  | 10 | 35600
385 | Clean/Final Storm Drainage | 3,560.00LF |  | 5 | 17800
Sanitary Sewer
405 | 8" SDR26 (6-8) | 30.00LF |  | 46 | 1380
410 | 8" SDR26 (8-10) | 220.00LF |  | 50 | 11000
415 | 4' Dia Manhole (6-8) | 1.00EACH |  | 6500 | 6500
420 | 4' Dia Manhole (8-10) | 1.00EACH |  | 7600 | 7600
425 | 6" SDR26-Sewer Services | 278.00LF |  | 40 | 11120
426 | 4" PVC Sanitary Sewer-Grease Trap (Includes All Fittings And Cleanouts) | 1.00LS |  | 2700 | 2700
428 | Grease Trap | 2.00EACH |  | 10000 | 20000
440 | Sanitary Sewer Dewatering | 250.00LF |  | 10 | 2500
445 | Test/Final Sanitary Sewer | 250.00LF |  | 5 | 1250
Force Main And Lift Station
460 | 4" C900 Force Main | 305.00LF |  | 45 | 13725
470 | MJ Fittings | 1.00LS |  | 2300 | 2300
475 | Lift Station | 1.00LS |  | 132000 | 132000
485 | Sanitary Sewer Dewatering | 305.00LF |  | 10 | 3050
490 | Test/Final Force Main | 305.00LF |  | 5 | 1525
Potable Water Main
505 | 8" C900 DR18 Water Main | 1,343.00LF |  | 30 | 40290
506 | 8" Ductile Iron Water Main | 50.00LF |  | 45 | 2250
510 | 8" Gate Valve Assembly | 4.00EACH |  | 2600 | 10400
515 | 6" C900 DR18 Water Main | 110.00LF |  | 28 | 3080
520 | 6" Gate Valve Assembly | 2.00EACH |  | 2350 | 4700
525 | 4" Single Water Service W/RPZ | 1.00LS |  | 22000 | 22000
530 | Fire Hydrant Assembly W/Gate Valve | 4.00EACH |  | 5300 | 21200
535 | 4" Gate Valve Assembly | 1.00EACH |  | 1800 | 1800
540 | MJ Fittings | 1.00LS |  | 3550 | 3550
545 | Lift Station Water Service | 1.00EACH |  | 2500 | 2500
550 | Test/Final Water Main | 1.00LS |  | 2800 | 2800
Fire Main
600 | 6" Ductile Iron Fire Main | 135.00LF |  | 70 | 9450
605 | 6" DDCV | 1.00EACH |  | 10000 | 10000
610 | 4" Ductile Iron Fire Main | 15.00LF |  | 28 | 420
615 | MJDI Fittings | 1.00LS |  | 2100 | 2100
620 | 4" Fire Department Connection | 1.00EACH |  | 2500 | 2500
625 | 6" Fire Line Stub Out | 1.00EACH |  | 1800 | 1800
630 | Final/Test Fire Main | 1.00LS |  | 2200 | 2200
General Conditions
10 | Mobilization | 1.00LS |  | 17500 | 17500
20 | Construction Layout And As-Built Survey | 1.00LS |  | 12040 | 12040
30 | MOT | 1.00LS |  | 10000 | 10000
Erosion Control
50 | Silt Fence | 1,700.00LF |  | 1 | 1700
55 | Silt Fence Maintenance |  |  | 6.00MO |  | 800 |  | 4800
60 | Aggregate Construction Entrance |  |  | 1.00EACH | 3200 |  | 3200
65 | Construction Entrance Maintenance | 12.00MO |  | 1870 | 22440
70 | Inlet Protection |  |  | 8.00EACH |  | 250 |  | 2000
Site Prep And Mass Grading
100 | Demo Existing Asphalt | 900.00SY |  | 5 | 4500
105 | Remove Existing Guardrail |  |  |  |  | 1.00LS |  | 2600 |  |  | 2600
108 | Clear/Grub/Disk Site |  |  |  |  | 1.00LS | 13400 |  | 13400
110 | Site Cut To Fill |  |  |  | 700.00CY |  |  |  | 4.5 |  |  | 3150
115 | Import Fill, Place And Compact | 11,500.00CY |  |  |  | 12 | 138000
120 | Machine Grade Rough | 11,600.00SY |  |  |  |  | 0.35 |  |  | 4060
125 | Machine Grade Fine | 11,600.00SY |  |  |  |  | 1.2 |  | 13920
135 | Sod Dry Retention Areas |  |  | 3,800.00SY |  |  |  | 2.5 |  |  | 9500
Paving Onsite
200 | 12" Stabilized Subgrade, LBR40 | 2,400.00SY |  | 4.8 | 11520
205 | 6-1/2" FDOT Rock Base, LBR100 | 2,300.00SY |  | 11 | 25300
210 | 8" FDOT Base Rock, LBR40 |  |  | 150.00SY | 14.2 |  | 2130
215 | 3/4" Asphalt Bottom Lift, Type S | 2,200.00SY |  |  | 6.6 | 14520
220 | 3/4" Asphalt Top Lift, Type S | 2,200.00SY |  |  | 7 | 15400
225 | Vehicular Brick Pavers (Standard |  |  |  | 65.00SY | 51 |  | 3315
Size/Color/Pattern)
240 | Type D Curb (Machined) | 700.00LF |  | 11.2 | 7840
245 | Header Curb | 320.00LF |  |  |  | 21 | 6720
250 | Concrete Sidewalk 4" | 650.00SF |  |  |  |  | 3.8 | 2470
255 | ADA Ramp |  |  | 4.00EACH |  | 800 | 3200
260 | Striping And Signage |  |  | 1.00LS | 6050 | 6050
Paving Offsite
265 | 12" Stabilized Subgrade, LBR40 | 210.00SY |  | 5.3 | 1113
270 | 13-1/2" FDOT Rock Base, LBR100 | 200.00SY |  | 16.8 |  | 3360
275 | 1-1/2" Asphalt Bottom Lift, Type S | 200.00SY |  | 75 | 15000
280 | 1" Asphalt Top Lift, Type S | 200.00SY |  | 72 | 14400
285 | Type D Curb | 110.00LF |  |  | 0 |  |  | 0
Storm Drainage
300 | 4" HDPE RWL (Includes All Fittings) | 55 | LF | 34 | 1870
305 | 6" HDPE RWL (Includes All Fittings) | 76 | LF | 36 | 2736
310 | 8" HDPE RWL (Includes All Fittings) | 271 | LF | 43 | 11653
315 | 12" HDPE | 560 | LF | 38 | 21280
320 | 15" HDPE | 467 | LF | 44 | 20548
325 | 18" HDPE | 142 | LF | 50 | 7100
330 | 24" HDPE | 1775 | LF | 60 | 106500
332 | 24" Cap | 61 | LF | 88 | 5368
335 | 12" HDPE Perforated W/2'x2' Under Drain | 153 | LF | 95 | 14535
340 | Cleanout With Concrete Collar | 4 | EACH | 980 | 3920
345 | Yard Drain | 8 | EACH | 1700 | 13600
350 | Type C Catch Basin W/USF 6212 | 1 | EACH | 4250 | 4250
355 | Type C Water Control Structure W/USF 6611 | 1 | EACH | 4100 | 4100
360 | Type E Structure W/USF 6290 | 5 | EACH | 5200 | 26000
362 | 5' X 6' Control Structure | 1 | EACH | 28000 | 28000
364 | 4' Round PC Catch Basin W/USF 4155-6209 | 8 | EACH | 4700 | 37600
366 | 4' Round PG Curb Inlet W/USF 5130-6168 | 9 | EACH | 4600 | 41400
368 | 4' Round PV Valley Inlet W/USF 5113-6194 | 2 | EACH | 4550 | 9100
369 | 4' Manhole W/USF 170-F | 1 | EACH | 4400 | 4400
370 | 24" Concrete Headwall | 1 | EACH | 5400 | 5400
380 | Storm Drainage Dewatering | 3560 | LF | 10 | 35600
385 | Clean/Final Storm Drainage | 3560 | LF | 5 | 17800
Sanitary Sewer
405 | 8" SDR26 (6-8) | 30 | LF | 46 | 1380
410 | 8" SDR26 (8-10) | 220 | LF | 50 | 11000
415 | 4' Dia Manhole (6-8) | 1 | EACH | 6500 | 6500
420 | 4' Dia Manhole (8-10) | 1 | EACH | 7600 | 7600
425 | 6" SDR26-Sewer Services | 278 | LF | 40 | 11120
426 | 4" PVC Sanitary Sewer-Grease Trap (Includes All Fittings And Cleanouts) | 1 | LS | 2700 | 2700
428 | Grease Trap | 2 | EACH | 10000 | 20000
440 | Sanitary Sewer Dewatering | 250 | LF | 10 | 2500
445 | Test/Final Sanitary Sewer | 250 | LF | 5 | 1250
Force Main And Lift Station
460 | 4" C900 Force Main | 305 | LF | 45 | 13725
470 | MJ Fittings | 1 | LS | 2300 | 2300
475 | Lift Station | 1 | LS | 132000 | 132000
485 | Sanitary Sewer Dewatering | 305 | LF | 10 | 3050
490 | Test/Final Force Main | 305 | LF | 5 | 1525
Potable Water Main
505 | 8" C900 DR18 Water Main | 1343 | LF | 30 | 40290
506 | 8" Ductile Iron Water Main | 50 | LF | 45 | 2250
510 | 8" Gate Valve Assembly | 4 | EACH | 2600 | 10400
515 | 6" C900 DR18 Water Main | 110 | LF | 28 | 3080
520 | 6" Gate Valve Assembly | 2 | EACH | 2350 | 4700
525 | 4" Single Water Service W/RPZ | 1 | LS | 22000 | 22000
530 | Fire Hydrant Assembly W/Gate Valve | 4 | EACH | 5300 | 21200
535 | 4" Gate Valve Assembly | 1 | EACH | 1800 | 1800
540 | MJ Fittings | 1 | LS | 3550 | 3550
545 | Lift Station Water Service | 1 | EACH | 2500 | 2500
550 | Test/Final Water Main | 1 | LS | 2800 | 2800
Fire Main
600 | 6" Ductile Iron Fire Main | 135 | LF | 70 | 9450
605 | 6" DDCV | 1 | EACH | 10000 | 10000
610 | 4" Ductile Iron Fire Main | 15 | LF | 28 | 420
615 | MJDI Fittings | 1 | LS | 2100 | 2100
620 | 4" Fire Department Connection | 1 | EACH | 2500 | 2500
625 | 6" Fire Line Stub Out | 1 | EACH | 1800 | 1800
630 | Final/Test Fire Main | 1 | LS | 2200 | 2200

## UnitPrices (hidden)
Unit AL-1a | 12 | EA |  | 471 | sf | 5652 | sf | Unit AL-0a | 12 | EA |  | 357 | sf | 4284 | sf | Unit A1-da | 10 | EA |  | 686 | sf | 6860 | sf | Unit AL-1b | 32 | EA |  | 507 | sf | 16224 | sf | Unit A1-db | 6 | EA |  | 845 | sf | 5070 | sf | Unit MC-0a | 4 | EA |  | 357 | sf | 1428 | sf | Unit MC-0c | 2 | EA |  | 374 | sf | 748 | sf | Unit MC-0b | 2 | EA |  | 300 | sf | 600 | sf | Unit MC-2b | 12 | EA |  | 507 | sf | 6084 | sf | Unit MC-2a | 4 | EA |  | 471 | sf | 1884 | sf | Unit MC-0d | 2 | EA |  | 306 | sf | 612 | sf | Unit MC-1a | 2 | EA |  | 534 | sf | 1068 | sf | 50514 | sf
|  | drywall | [7 empty] | drywall | [7 empty] | drywall | [7 empty] | drywall | [7 empty] | drywall | [7 empty] | drywall | [7 empty] | drywall | [7 empty] | drywall | [7 empty] | drywall | [7 empty] | drywall | [7 empty] | drywall | [7 empty] | drywall
|  |  | ceiling height | 375 | sf | 4500 | sf |  |  |  | ceiling height | 263.25 | sf | 3159 | sf |  |  |  | ceiling height | 624 | sf | 6240 | sf |  |  |  | ceiling height | 399.2 | sf | 12774.4 | sf |  |  |  | ceiling height | 629.51 | sf | 3777.06 | sf |  |  |  | ceiling height | 238.5 | sf | 954 | sf |  |  |  | ceiling height | 289.52 | sf | 579.04 | sf |  |  |  | ceiling height | 267.21 | sf | 534.42 | sf |  |  |  | ceiling height | 427.03 | sf | 5124.36 | sf |  |  |  | ceiling height | 437.37 | sf | 1749.48 | sf |  |  |  | ceiling height | 274.9 | sf | 549.8 | sf |  |  |  | ceiling height | 465.15 | sf | 930.3 | sf | 40871.86 | sf
|  |  | demsing - full height 1/2 | 321 | sf | 3852 | sf |  |  |  | demsing - full height 1/2 | 489 | sf | 5868 | sf |  |  |  | demsing - full height 1/2 | 468 | sf | 4680 | sf |  |  |  | demsing - full height 1/2 | 469 | sf | 15008 | sf |  |  |  | demsing - full height 1/2 | 405 | sf | 2430 | sf |  |  |  | demsing - full height 1/2 | 487 | sf | 1948 | sf |  |  |  | demsing - full height 1/2 | 453 | sf | 906 | sf |  |  |  | demsing - full height 1/2 | 505 | sf | 1010 | sf |  |  |  | demsing - full height 1/2 | 467 | sf | 5604 | sf |  |  |  | demsing - full height 1/2 | 296 | sf | 1184 | sf |  |  |  | demsing - full height 1/2 | 309 | sf | 618 | sf |  |  |  | demsing - full height 1/2 | 404 | sf | 808 | sf | 43916 | sf
|  |  | exterior wall furring with insulation | 329 | sf | 3948 | sf |  |  |  | exterior wall furring with insulation | 150 | sf | 1800 | sf |  |  |  | exterior wall furring with insulation | 333 | sf | 3330 | sf |  |  |  | exterior wall furring with insulation | 244.5 | sf | 7824 | sf |  |  |  | exterior wall furring with insulation | 431.75 | sf | 2590.5 | sf |  |  |  | exterior wall furring with insulation | 149.92 | sf | 599.68 | sf |  |  |  | exterior wall furring with insulation | 20 | sf | 40 | sf |  |  |  | exterior wall furring with insulation | 142.09 | sf | 284.18 | sf |  |  |  | exterior wall furring with insulation | 245.35 | sf | 2944.2 | sf |  |  |  | exterior wall furring with insulation | 353.25 | sf | 1413 | sf |  |  |  | exterior wall furring with insulation | 198.07 | sf | 396.14 | sf |  |  |  | exterior wall furring with insulation | 235.5 | sf | 471 | sf | 25640.7 | sf
|  |  | drywall ceiling | 390 | sf | 4680 | sf |  |  |  | drywall ceiling | 297 | sf | 3564 | sf |  |  |  | drywall ceiling | 595 | sf | 7140 | sf |  |  |  | drywall ceiling | 429 | sf | 5148 | sf |  |  |  | drywall ceiling | 761 | sf | 9132 | sf |  |  |  | drywall ceiling | 300 | sf | 3600 | sf |  |  |  | drywall ceiling | 316 | sf | 3792 | sf |  |  |  | drywall ceiling | 247 | sf | 2964 | sf |  |  |  | drywall ceiling | 436 | sf | 5232 | sf |  |  |  | drywall ceiling | 405 | sf | 4860 | sf |  |  |  | drywall ceiling | 247 | sf | 2964 | sf |  |  |  | drywall ceiling | 455 | sf | 5460 | sf | 58536 | sf
|  |  | green board | [7 empty] | green board | [7 empty] | green board | [7 empty] | green board | [7 empty] | green board | [7 empty] | green board | [7 empty] | green board | [7 empty] | green board | [7 empty] | green board | [7 empty] | green board | [7 empty] | green board | [7 empty] | green board
|  | millwork | [7 empty] | millwork | [7 empty] | millwork | [7 empty] | millwork | [7 empty] | millwork | [7 empty] | millwork | [7 empty] | millwork | [7 empty] | millwork | [7 empty] | millwork | [7 empty] | millwork | [7 empty] | millwork | [7 empty] | millwork
|  |  | kitchenette base cabinet | 5 | ft | 60 | ft |  |  |  | kitchenette base cabinet | 5 | ft | 60 | ft |  |  |  | kitchenette base cabinet | 5 | ft | 50 | ft |  |  |  | kitchenette base cabinet | 5 | ft | 160 | ft |  |  |  | kitchenette base cabinet | 5 | ft | 30 | ft |  |  |  | kitchenette base cabinet |  | ft | 0 | ft |  |  |  | kitchenette base cabinet |  | ft | 0 | ft |  |  |  | kitchenette base cabinet |  | ft | 0 | ft |  |  |  | kitchenette base cabinet |  | ft | 0 | ft |  |  |  | kitchenette base cabinet |  | ft | 0 | ft |  |  |  | kitchenette base cabinet |  | ft | 0 | ft |  |  |  | kitchenette base cabinet |  | ft | 0 | ft | 360 | ft
|  |  | kitchenette upper cabinet | 7.5 | ft | 90 | ft |  |  |  | kitchenette upper cabinet | 7.5 | ft | 90 | ft |  |  |  | kitchenette upper cabinet | 7.5 | ft | 75 | ft |  |  |  | kitchenette upper cabinet | 7.5 | ft | 240 | ft |  |  |  | kitchenette upper cabinet | 7.5 | ft | 45 | ft |  |  |  | kitchenette base cabinet |  | ft | 0 | ft |  |  |  | kitchenette upper cabinet |  | ft | 0 | ft |  |  |  | kitchenette upper cabinet |  | ft | 0 | ft |  |  |  | kitchenette upper cabinet |  | ft | 0 | ft |  |  |  | kitchenette upper cabinet |  | ft | 0 | ft |  |  |  | kitchenette upper cabinet |  | ft | 0 | ft |  |  |  | kitchenette upper cabinet |  | ft | 0 | ft | 540 | ft
|  |  | bath base cabinet | 4 | ft | 48 | ft |  |  |  | bath base cabinet | 4 | ft | 48 | ft |  |  |  | bath base cabinet | 8 | ft | 80 | ft |  |  |  | bath base cabinet | 4 | ft | 128 | ft |  |  |  | bath base cabinet | 4 | ft | 24 | ft |  |  |  | bath base cabinet | 4 | ft | 16 | ft |  |  |  | bath base cabinet | 1 | ft | 2 | ft |  |  |  | bath base cabinet |  | ft | 0 | ft |  |  |  | bath base cabinet | 4 | ft | 48 | ft |  |  |  | bath base cabinet | 4 | ft | 16 | ft |  |  |  | bath base cabinet | 4 | ft | 8 | ft |  |  |  | bath base cabinet | 4 | ft | 8 | ft | 426 | ft
|  |  | 16x20 shelves - 5 | 5 | ea | 60 | ea |  |  |  | 16x20 shelves - 5 | 5 | ea | 60 | ea |  |  |  | 16x20 shelves - 5 | 5 | ea | 50 | ea |  |  |  | 16x20 shelves - 5 | 5 | ea | 160 | ea |  |  |  | 16x20 shelves - 5 | 5 | ea | 30 | ea |  |  |  | 16x20 shelves - 5 | 5 | ea | 20 | ea |  |  |  | 16x20 shelves - 5 | 1 | ea | 2 | ea |  |  |  | 16x20 shelves - 5 | 5 | ea | 10 | ea |  |  |  | 16x20 shelves - 5 | 5 | ea | 60 | ea |  |  |  | 16x20 shelves - 5 | 5 | ea | 20 | ea |  |  |  | 16x20 shelves - 5 | 5 | ea | 10 | ea |  |  |  | 16x20 shelves - 5 | 5 | ea | 10 | ea | 492 | ea
|  |  | wood base | 93 | lf | 1116 | lf |  |  |  | wood base | 72 | lf | 864 | lf |  |  |  | wood base | 128 | lf | 1280 | lf |  |  |  | wood base | 111 | lf | 3552 | lf |  |  |  | wood base | 190 | lf | 1140 | lf |  |  |  | wood base | 23 | lf | 92 | lf |  |  |  | wood base | 79 | lf | 158 | lf |  |  |  | wood base | 62 | lf | 124 | lf |  |  |  | wood base | 114 | lf | 1368 | lf |  |  |  | wood base | 116 | lf | 464 | lf |  |  |  | wood base | 68 | lf | 136 | lf |  |  |  | wood base | 102 | lf | 204 | lf | 10498 | lf
|  |  | shelf & pole | 6 | lf | 72 | lf |  |  |  | shelf & pole | 5 | lf | 60 | lf |  |  |  | shelf & pole | 7 | lf | 70 | lf |  |  |  | shelf & pole | 5 | lf | 160 | lf |  |  |  | shelf & pole | 15 | lf | 90 | lf |  |  |  | shelf & pole | 6 | lf | 24 | lf |  |  |  | shelf & pole | 6 | lf | 12 | lf |  |  |  | shelf & pole | 6 | lf | 12 | lf |  |  |  | shelf & pole | 12 | lf | 144 | lf |  |  |  | shelf & pole | 12 | lf | 48 | lf |  |  |  | shelf & pole | 6 | lf | 12 | lf |  |  |  | shelf & pole | 6 | lf | 12 | lf | 716 | lf
|  | DFH | [7 empty] | DFH | [7 empty] | DFH | [7 empty] | DFH | [7 empty] | DFH | [7 empty] | DFH | [7 empty] | DFH | [7 empty] | DFH | [7 empty] | DFH | [7 empty] | DFH | [7 empty] | DFH | [7 empty] | DFH
|  |  | sliding closet pr 4-0x7-0 | 1 | ea | 12 | ea |  |  |  | sliding closet pr 4-0x7-0 |  | ea | 0 | ea |  |  |  | sliding closet pr 4-0x7-0 | 1 | ea | 10 | ea |  |  |  | sliding closet pr 4-0x7-0 | 1 | ea | 32 | ea |  |  |  | sliding closet pr 4-0x7-0 |  | ea | 0 | ea |  |  |  | sliding closet pr 4-0x7-0 | 1 | ea | 4 | ea |  |  |  | sliding closet pr 4-0x7-0 | 1 | ea | 2 | ea |  |  |  | sliding closet pr 4-0x7-0 | 1 | ea | 2 | ea |  |  |  | sliding closet pr 4-0x7-0 | 2 | ea | 24 | ea |  |  |  | sliding closet pr 4-0x7-0 | 2 | ea | 8 | ea |  |  |  | sliding closet pr 4-0x7-0 | 1 | ea | 2 | ea |  |  |  | sliding closet pr 4-0x7-0 | 1 | ea | 2 | ea | 98 | ea
|  |  | 3-0x7-0 slider privacy set | 1 | ea | 12 | ea |  |  |  | 3-0x7-0 slider privacy set | 1 | ea | 12 | ea |  |  |  | 3-0x7-0 slider privacy set | 1 | ea | 10 | ea |  |  |  | 3-0x7-0 slider privacy set | 1 | ea | 32 | ea |  |  |  | 3-0x7-0 slider privacy set | 1 | ea | 6 | ea |  |  |  | 3-0x7-0 slider privacy set | 1 | ea | 4 | ea |  |  |  | 3-0x7-0 slider privacy set | 1 | ea | 2 | ea |  |  |  | 3-0x7-0 slider privacy set | 1 | ea | 2 | ea |  |  |  | 3-0x7-0 slider privacy set | 1 | ea | 12 | ea |  |  |  | 3-0x7-0 slider privacy set | 1 | ea | 4 | ea |  |  |  | 3-0x7-0 slider privacy set | 1 | ea | 2 | ea |  |  |  | 3-0x7-0 slider privacy set | 1 | ea | 2 | ea | 100 | ea
[19 empty] | 3-0x7-0 privacy set | 1 | ea | 10 | ea |  |  |  | 3-0x7-0 privacy set |  | ea | 0 | ea |  |  |  | 3-0x7-0 privacy set |  | ea | 0 | ea |  |  |  | 3-0x7-0 privacy set |  | ea | 0 | ea |  |  |  | 3-0x7-0 privacy set |  | ea | 0 | ea |  |  |  | 3-0x7-0 privacy set |  | ea | 0 | ea |  |  |  | 3-0x7-0 privacy set |  | ea | 0 | ea |  |  |  | 3-0x7-0 privacy set |  | ea | 0 | ea |  |  |  | 3-0x7-0 privacy set |  | ea | 0 | ea |  |  |  | 3-0x7-0 privacy set |  | ea | 0 | ea | 10 | ea
|  |  | 3-0x7-0 passage set | 1 | ea | 12 | ea |  |  |  | 3-0x7-0 passage set |  | ea | 0 | ea |  |  |  | 3-0x7-0 passage set | 2 | ea | 20 | ea |  |  |  | 3-0x7-0 passage set | 1 | ea | 32 | ea |  |  |  | 3-0x7-0 passage set | 3 | ea | 18 | ea |  |  |  | 3-0x7-0 passage set |  | ea | 0 | ea |  |  |  | 3-0x7-0 passage set |  | ea | 0 | ea |  |  |  | 3-0x7-0 passage set |  | ea | 0 | ea |  |  |  | 3-0x7-0 passage set |  | ea | 0 | ea |  |  |  | 3-0x7-0 passage set |  | ea | 0 | ea |  |  |  | 3-0x7-0 passage set |  | ea | 0 | ea |  |  |  | 3-0x7-0 passage set | 1 | ea | 2 | ea | 84 | ea
|  |  | 3-0x7-0 electronic lock, closer | 1 | ea | 12 | ea |  |  |  | 3-0x7-0 electronic lock, closer | 1 | ea | 12 | ea |  |  |  | 3-0x7-0 electronic lock, closer | 1 | ea | 10 | ea |  |  |  | 3-0x7-0 electronic lock, closer | 1 | ea | 32 | ea |  |  |  | 3-0x7-0 electronic lock, closer | 1 | ea | 6 | ea |  |  |  | 3-0x7-0 electronic lock, closer | 1 | ea | 4 | ea |  |  |  | 3-0x7-0 electronic lock, closer | 1 | ea | 2 | ea |  |  |  | 3-0x7-0 electronic lock, closer | 1 | ea | 2 | ea |  |  |  | 3-0x7-0 electronic lock, closer | 1 | ea | 12 | ea |  |  |  | 3-0x7-0 electronic lock, closer | 1 | ea | 4 | ea |  |  |  | 3-0x7-0 electronic lock, closer | 1 | ea | 2 | ea |  |  |  | 3-0x7-0 electronic lock, closer | 1 | ea | 2 | ea | 100 | ea
|  | Finishes | [7 empty] | Finishes | [7 empty] | Finishes | [7 empty] | Finishes | [7 empty] | Finishes | [7 empty] | Finishes | [7 empty] | Finishes | [7 empty] | Finishes | [7 empty] | Finishes | [7 empty] | Finishes | [7 empty] | Finishes | [7 empty] | Finishes
|  |  | flooring - LVT | 346 | sf | 4152 | sf |  |  |  | flooring - LVT | 249 | sf | 2988 | sf |  |  |  | flooring - LVT | 503 | sf | 5030 | sf |  |  |  | flooring - LVT | 382 | sf | 12224 | sf |  |  |  | flooring - LVT | 714 | sf | 4284 | sf |  |  |  | flooring - LVT | 250 | sf | 1000 | sf |  |  |  | flooring - LVT | 269 | sf | 538 | sf |  |  |  | flooring - LVT | 199 | sf | 398 | sf |  |  |  | flooring - LVT | 390 | sf | 4680 | sf |  |  |  | flooring - LVT | 357 | sf | 1428 | sf |  |  |  | flooring - LVT | 201 | sf | 402 | sf |  |  |  | flooring - LVT | 396 | sf | 792 | sf | 37916 | sf
|  |  | flooring - tile | 44 | sf | 528 | sf |  |  |  | flooring - tile | 48 | sf | 576 | sf |  |  |  | flooring - tile | 92 | sf | 920 | sf |  |  |  | flooring - tile | 47 | sf | 1504 | sf |  |  |  | flooring - tile | 47 | sf | 282 | sf |  |  |  | flooring - tile | 50 | sf | 200 | sf |  |  |  | flooring - tile | 47 | sf | 94 | sf |  |  |  | flooring - tile | 48 | sf | 96 | sf |  |  |  | flooring - tile | 46 | sf | 552 | sf |  |  |  | flooring - tile | 48 | sf | 192 | sf |  |  |  | flooring - tile | 46 | sf | 92 | sf |  |  |  | flooring - tile | 59 | sf | 118 | sf | 5154 | sf
|  |  | flooring - tile base | 23 | lf | 276 | lf |  |  |  | flooring - tile base | 23 | lf | 276 | lf |  |  |  | flooring - tile base | 46 | lf | 460 | lf |  |  |  | flooring - tile base | 25 | lf | 800 | lf |  |  |  | flooring - tile base | 23 | lf | 138 | lf |  |  |  | flooring - tile base | 23 | lf | 92 | lf |  |  |  | flooring - tile base | 23 | lf | 46 | lf |  |  |  | flooring - tile base | 23 | lf | 46 | lf |  |  |  | flooring - tile base | 23 | lf | 276 | lf |  |  |  | flooring - tile base | 22 | lf | 88 | lf |  |  |  | flooring - tile base | 22 | lf | 44 | lf |  |  |  | flooring - tile base | 27 | lf | 54 | lf | 2596 | lf
|  |  | paint walls | 1400 | sf | 16800 | sf |  |  |  | paint walls | 1165.5 | sf | 13986 | sf |  |  |  | paint walls | 2049 | sf | 20490 | sf |  |  |  | paint walls | 1511.9 | sf | 48380.8 | sf |  |  |  | paint walls | 2095.77 | sf | 12574.62 | sf |  |  |  | paint walls | 1113.92 | sf | 4455.68 | sf |  |  |  | paint walls | 1052.04 | sf | 2104.08 | sf |  |  |  | paint walls | 1181.51 | sf | 2363.02 | sf |  |  |  | paint walls | 1566.41 | sf | 18796.92 | sf |  |  |  | paint walls | 1523.99 | sf | 6095.96 | sf |  |  |  | paint walls | 1056.87 | sf | 2113.74 | sf |  |  |  | paint walls | 1569.8 | sf | 3139.6 | sf | 151300.42 | sf
|  |  | paint ceilings | 390 | sf | 4680 | sf |  |  |  | paint ceilings | 297 | sf | 3564 | sf |  |  |  | paint ceilings | 595 | sf | 5950 | sf |  |  |  | paint ceilings | 429 | sf | 13728 | sf |  |  |  | paint ceilings | 761 | sf | 4566 | sf |  |  |  | paint ceilings | 300 | sf | 1200 | sf |  |  |  | paint ceilings | 316 | sf | 632 | sf |  |  |  | paint ceilings | 247 | sf | 494 | sf |  |  |  | paint ceilings | 436 | sf | 5232 | sf |  |  |  | paint ceilings | 405 | sf | 1620 | sf |  |  |  | paint ceilings | 247 | sf | 494 | sf |  |  |  | paint ceilings | 455 | sf | 910 | sf | 43070 | sf
|  |  | paint base | 93 | lf | 1116 | lf |  |  |  | paint base | 72 | lf | 864 | lf |  |  |  | paint base | 128 | lf | 1280 | lf |  |  |  | paint base | 111 | lf | 3552 | lf |  |  |  | paint base | 190 | lf | 1140 | lf |  |  |  | paint base | 23 | lf | 92 | lf |  |  |  | paint base | 79 | lf | 158 | lf |  |  |  | paint base | 62 | lf | 124 | lf |  |  |  | paint base | 114 | lf | 1368 | lf |  |  |  | paint base | 116 | lf | 464 | lf |  |  |  | paint base | 68 | lf | 136 | lf |  |  |  | paint base | 102 | lf | 204 | lf | 10498 | lf
|  |  | paint doors & frames | 4 | ea | 48 | ea |  |  |  | paint doors & frames | 2 | ea | 24 | ea |  |  |  | paint doors & frames | 6 | ea | 60 | ea |  |  |  | paint doors & frames | 4 | ea | 128 | ea |  |  |  | paint doors & frames | 5 | ea | 30 | ea |  |  |  | paint doors & frames | 3 | ea | 12 | ea |  |  |  | paint doors & frames | 3 | ea | 6 | ea |  |  |  | paint doors & frames | 3 | ea | 6 | ea |  |  |  | paint doors & frames | 4 | ea | 48 | ea |  |  |  | paint doors & frames | 4 | ea | 16 | ea |  |  |  | paint doors & frames | 3 | ea | 6 | ea |  |  |  | paint doors & frames | 4 | ea | 8 | ea | 392 | ea
|  |  | paint shelves | 5 | ea | 60 | ea |  |  |  | paint shelves | 5 | ea | 60 | ea |  |  |  | paint shelves | 5 | ea | 50 | ea |  |  |  | paint shelves | 5 | ea | 160 | ea |  |  |  | paint shelves | 5 | ea | 30 | ea |  |  |  | paint shelves | 5 | ea | 20 | ea |  |  |  | paint shelves | 1 | ea | 2 | ea |  |  |  | paint shelves | 5 | ea | 10 | ea |  |  |  | paint shelves | 5 | ea | 60 | ea |  |  |  | paint shelves | 5 | ea | 20 | ea |  |  |  | paint shelves | 5 | ea | 10 | ea |  |  |  | paint shelves | 5 | ea | 10 | ea | 492 | ea
|  |  | paint shelf & pole | 6 | lf | 72 | lf |  |  |  | paint shelf & pole | 5 | lf | 60 | lf |  |  |  | paint shelf & pole | 7 | lf | 70 | lf |  |  |  | paint shelf & pole | 5 | lf | 160 | lf |  |  |  | paint shelf & pole | 15 | lf | 90 | lf |  |  |  | paint shelf & pole | 6 | lf | 24 | lf |  |  |  | paint shelf & pole | 6 | lf | 12 | lf |  |  |  | paint shelf & pole | 6 | lf | 12 | lf |  |  |  | paint shelf & pole | 12 | lf | 144 | lf |  |  |  | paint shelf & pole | 12 | lf | 48 | lf |  |  |  | paint shelf & pole | 6 | lf | 12 | lf |  |  |  | paint shelf & pole | 6 | lf | 12 | lf | 716 | lf
|  | Accessories | [7 empty] | Accessories | [7 empty] | Accessories | [7 empty] | Accessories | [7 empty] | Accessories | [7 empty] | Accessories | [7 empty] | Accessories | [7 empty] | Accessories | [7 empty] | Accessories | [7 empty] | Accessories | [7 empty] | Accessories | [7 empty] | Accessories
|  |  | 36" grab bar | 1 | ea | 12 | ea |  |  |  | 36" grab bar | 1 | ea | 12 | ea |  |  |  | 36" grab bar | 2 | ea | 20 | ea |  |  |  | 36" grab bar | 1 | ea | 32 | ea |  |  |  | 36" grab bar | 1 | ea | 6 | ea |  |  |  | 36" grab bar | 1 | ea | 4 | ea |  |  |  | 36" grab bar | 1 | ea | 2 | ea |  |  |  | 36" grab bar | 1 | ea | 2 | ea |  |  |  | 36" grab bar | 1 | ea | 12 | ea |  |  |  | 36" grab bar | 1 | ea | 4 | ea |  |  |  | 36" grab bar | 1 | ea | 2 | ea |  |  |  | 36" grab bar | 1 | ea | 2 | ea | 110 | ea
|  |  | 42" grab bar | 1 | ea | 12 | ea |  |  |  | 42" grab bar | 1 | ea | 12 | ea |  |  |  | 42" grab bar | 2 | ea | 20 | ea |  |  |  | 42" grab bar | 1 | ea | 32 | ea |  |  |  | 42" grab bar | 1 | ea | 6 | ea |  |  |  | 42" grab bar | 1 | ea | 4 | ea |  |  |  | 42" grab bar | 1 | ea | 2 | ea |  |  |  | 42" grab bar | 1 | ea | 2 | ea |  |  |  | 42" grab bar | 1 | ea | 12 | ea |  |  |  | 42" grab bar | 1 | ea | 4 | ea |  |  |  | 42" grab bar | 1 | ea | 2 | ea |  |  |  | 42" grab bar | 1 | ea | 2 | ea | 110 | ea
|  |  | TP holder | 1 | ea | 12 | ea |  |  |  | TP holder | 1 | ea | 12 | ea |  |  |  | TP holder | 2 | ea | 20 | ea |  |  |  | TP holder | 1 | ea | 32 | ea |  |  |  | TP holder | 1 | ea | 6 | ea |  |  |  | TP holder | 1 | ea | 4 | ea |  |  |  | TP holder | 1 | ea | 2 | ea |  |  |  | TP holder | 1 | ea | 2 | ea |  |  |  | TP holder | 1 | ea | 12 | ea |  |  |  | TP holder | 1 | ea | 4 | ea |  |  |  | TP holder | 1 | ea | 2 | ea |  |  |  | TP holder | 1 | ea | 2 | ea | 110 | ea
|  |  | mirror | 1 | ea | 12 | ea |  |  |  | mirror | 1 | ea | 12 | ea |  |  |  | mirror | 2 | ea | 20 | ea |  |  |  | mirror | 1 | ea | 32 | ea |  |  |  | mirror | 1 | ea | 6 | ea |  |  |  | mirror | 1 | ea | 4 | ea |  |  |  | mirror | 1 | ea | 2 | ea |  |  |  | mirror | 1 | ea | 2 | ea |  |  |  | mirror | 1 | ea | 12 | ea |  |  |  | mirror | 1 | ea | 4 | ea |  |  |  | mirror | 1 | ea | 2 | ea |  |  |  | mirror | 1 | ea | 2 | ea | 110 | ea
|  | Window treatment | [7 empty] | Window treatment | [7 empty] | Window treatment | [7 empty] | Window treatment | [7 empty] | Window treatment | [7 empty] | Window treatment | [7 empty] | Window treatment | [7 empty] | Window treatment | [7 empty] | Window treatment | [7 empty] | Window treatment | [7 empty] | Window treatment | [7 empty] | Window treatment
|  |  | window blinds | 2 | ea | 24 | ea |  |  |  | window blinds | 1 | ea | 12 | ea |  |  |  | window blinds | 3 | ea | 30 | ea |  |  |  | window blinds | 2 | ea | 64 | ea |  |  |  | window blinds | 3 | ea | 18 | ea |  |  |  | window blinds | 1 | ea | 4 | ea |  |  |  | window blinds | 1 | ea | 2 | ea |  |  |  | window blinds | 1 | ea | 2 | ea |  |  |  | window blinds | 2 | ea | 24 | ea |  |  |  | window blinds | 3 | ea | 12 | ea |  |  |  | window blinds | 1 | ea | 2 | ea |  |  |  | window blinds | 2 | ea | 4 | ea | 198 | ea
|  | Equipment | [7 empty] | Equipment | [7 empty] | Equipment | [7 empty] | Equipment | [7 empty] | Equipment | [7 empty] | Equipment | [7 empty] | Equipment | [7 empty] | Equipment | [7 empty] | Equipment | [7 empty] | Equipment | [7 empty] | Equipment | [7 empty] | Equipment
|  |  | stove top | 1 | ea | 12 | ea |  |  |  | stove top | 1 | ea | 12 | ea |  |  |  | stove top | 1 | ea | 10 | ea |  |  |  | stove top | 1 | ea | 32 | ea |  |  |  | stove top | 1 | ea | 6 | ea |  |  |  | stove top |  | ea | 0 | ea |  |  |  | stove top |  | ea | 0 | ea |  |  |  | stove top |  | ea | 0 | ea |  |  |  | stove top |  | ea | 0 | ea |  |  |  | stove top |  | ea | 0 | ea |  |  |  | stove top |  | ea | 0 | ea |  |  |  | stove top |  | ea | 0 | ea | 72 | ea
|  |  | refrigerator | 1 | ea | 12 | ea |  |  |  | refrigerator | 1 | ea | 12 | ea |  |  |  | refrigerator | 1 | ea | 10 | ea |  |  |  | refrigerator | 1 | ea | 32 | ea |  |  |  | refrigerator | 1 | ea | 6 | ea |  |  |  | refrigerator |  | ea | 0 | ea |  |  |  | refrigerator |  | ea | 0 | ea |  |  |  | refrigerator |  | ea | 0 | ea |  |  |  | refrigerator |  | ea | 0 | ea |  |  |  | refrigerator |  | ea | 0 | ea |  |  |  | refrigerator |  | ea | 0 | ea |  |  |  | refrigerator |  | ea | 0 | ea | 72 | ea
|  | plumbing | [7 empty] | plumbing | [7 empty] | Plumbing | [7 empty] | Plumbing | [7 empty] | Plumbing | [7 empty] | Plumbing | [7 empty] | Plumbing | [7 empty] | Plumbing | [7 empty] | Plumbing | [7 empty] | Plumbing | [7 empty] | Plumbing | [7 empty] | Plumbing
|  |  | kitchen sink | 1 | ea | 12 | ea |  |  |  | kitchen sink | 1 | ea | 12 | ea |  |  |  | kitchen sink | 1 | ea | 10 | ea |  |  |  | kitchen sink | 1 | ea | 32 | ea |  |  |  | kitchen sink | 1 | ea | 6 | ea |  |  |  | kitchen sink |  | ea | 0 | ea |  |  |  | kitchen sink |  | ea | 0 | ea |  |  |  | kitchen sink |  | ea | 0 | ea |  |  |  | kitchen sink |  | ea | 0 | ea |  |  |  | kitchen sink |  | ea | 0 | ea |  |  |  | kitchen sink |  | ea | 0 | ea |  |  |  | kitchen sink |  | ea | 0 | ea | 72 | ea
|  |  | lav | 1 | ea | 12 | ea |  |  |  | lav | 1 | ea | 12 | ea |  |  |  | lav | 2 | ea | 20 | ea |  |  |  | lav | 1 | ea | 32 | ea |  |  |  | lav | 1 | ea | 6 | ea |  |  |  | lav | 1 | ea | 4 | ea |  |  |  | lav | 1 | ea | 2 | ea |  |  |  | lav | 1 | ea | 2 | ea |  |  |  | lav | 1 | ea | 12 | ea |  |  |  | lav | 1 | ea | 4 | ea |  |  |  | lav | 1 | ea | 2 | ea |  |  |  | lav | 1 | ea | 2 | ea | 110 | ea
|  |  | toilet | 1 | ea | 12 | ea |  |  |  | toilet | 1 | ea | 12 | ea |  |  |  | toilet | 2 | ea | 20 | ea |  |  |  | toilet | 1 | ea | 32 | ea |  |  |  | toilet | 1 | ea | 6 | ea |  |  |  | toilet | 1 | ea | 4 | ea |  |  |  | toilet | 1 | ea | 2 | ea |  |  |  | toilet | 1 | ea | 2 | ea |  |  |  | toilet | 1 | ea | 12 | ea |  |  |  | toilet | 1 | ea | 4 | ea |  |  |  | toilet | 1 | ea | 2 | ea |  |  |  | toilet | 1 | ea | 2 | ea | 110 | ea
|  |  | HC shower assembly | 1 | ea | 12 | ea |  |  |  | HC shower assembly | 1 | ea | 12 | ea |  |  |  | HC shower assembly | 1 | ea | 10 | ea |  |  |  | HC shower assembly | 1 | ea | 32 | ea |  |  |  | HC shower assembly | 1 | ea | 6 | ea |  |  |  | HC shower assembly | 1 | ea | 4 | ea |  |  |  | HC shower assembly | 1 | ea | 2 | ea |  |  |  | HC shower assembly | 1 | ea | 2 | ea |  |  |  | HC shower assembly | 1 | ea | 12 | ea |  |  |  | HC shower assembly | 1 | ea | 4 | ea |  |  |  | HC shower assembly | 1 | ea | 2 | ea |  |  |  | HC shower assembly | 1 | ea | 2 | ea | 100 | ea